## Austria
[19 empty] | WALLS | [10 empty] | WINDOWS | [7 empty] | ROOF | [6 empty] | FLOOR | [8 empty] | SPACE HEATING | [13 empty] | SPACE COOLING |  | DHW
|  |  |  | Area |  |  |  |  | Tenure/ownership status and distribution |  |  | Occupancy |  |  | Construction features (U-values) |  |  |  | construction material |  |  |  | construction methodology | [6 empty] | construction material |  |  | construction methodology |  |  |  |  | construction material | [6 empty] | construction material |  |  |  | construction methodology |  |  |  |  | individual | central | district heating | boiler |  | combined | stove | electric heating | heat pump | fossil fuels |  |  | electricity | biomass | no space cooling | space cooling | individual | central | district heating | boiler |  | Combined | Solar collectors | heat pump | fossil fuels |  |  | electricity | biomass | Useful energy demand |  |  | Final energy consumption |  |  | Total useful energy demand |  | Total final energy consumption
Sector | Subsector | Building type | Buidling age class | Covered area: constructed [Mm²] | Covered area: heated [Mm²] | Covered area: cooled [Mm²] | Number of dwellings/units [Mil.] | Number of buildings [Mil.] | Owner occupied - dwellings/units [Mil.] | Private rented - dwellings/units [Mil.] | Social housing - dwellings/units [Mil.] | Occupied [Mil.] | Vacant [Mil.] | Secondary dwellings/ units and others [Mil.] | Walls | Windows | Roof | Floor | brick | concrete | wood | other | solid wall |  | cavity wall |  | honeycomb bricks / hollow blocks wall |  | other | wood | synthetic / pvc | aluminium | single glazing | double glazing |  | triple glazing |  | wood | concrete | concrete + bricks | tilted roof |  | flat roof |  | wood | concrete | concrete + bricks | other | concrete slab |  | wooden floor (rafters + boards) |  | other |  |  |  | non-condensing | condensing |  |  |  |  | solid | liquid | gas | [7 empty] | non-condensing | condensing |  |  |  | solid | liquid | gas |  |  | Space heating [kWh/m² year] | Space cooling [kWh/m² year] | Domestic hot water [kWh/m² year] | Space heating [kWh/m² year] | Space cooling [kWh/m² year] | Domestic hot water [kWh/m² year] | Space heating+Domestic hot water [TWh/year] | Space cooling [TWh/year] | Space heating+Domestic hot water [TWh/year] | Space cooling [TWh/year]
|  |  |  | 60.409 | [19 empty] | insulation |  | insulation |  | insulation | [6 empty] | low-e |  | low-e |  |  |  |  | insulation |  | insulation | [5 empty] | insulation |  | insulation
Residential sector | Residential sector | Total |  | 347.352 |  |  | 5.75 | 3.3739 | 3.289 | 1.564 | 0.897 | 0.91552 | 4.8345
Residential sector | Total | Total | Before 1945 | 78.7339 | 72.7634 | 1.6504 | 1.4057 | 0.74 | 0.80403 | 0.38234 | 0.21928 | 1.1918 | 0.16587 | 0.048007 | 1.4118 | 2.0057 | 1.0177 | 1.1293 | 100% |  |  |  | 100% | [6 empty] | 71.68% | 28.32% |  | 71.68% | 28.32% |  |  |  | 81.12% | 18.88% |  | 81.12% |  | 18.88% |  |  | 100% |  |  | 100% | [5 empty] | Most widespread technology |  | Most widespread technology | [6 empty] | Widespread fuel | Widespread fuel |  |  | Most widespread technology |  |  | Most widespread technology |  | Most widespread technology | [5 empty] | Most widespread fuel | Less widespread fuel |  |  | 144.0393 | 21.9285 | 19.1332 | 191.2698 | 3.7278 | 28.6998 | 11.9872 | 0.031578 | 16.1771 | 0.0061525 | 78.7339 | 56.64% | 20.27% | 23.1% | 100% |  | 1.57% | 1.449% | 1.275% | 2.649%
Residential sector | Total | Total | 1945 - 1969 | 92.2876 | 85.2893 | 1.87 | 1.5617 | 0.854 | 0.89327 | 0.42477 | 0.24362 | 1.3324 | 0.18428 | 0.045019 | 1.4 | 2.6388 | 0.79214 | 1.399 | 100% | [7 empty] | 100% |  |  | 100% |  |  | 100% |  |  |  |  | 73.4% | 26.6% |  | 81.2% | 65.6% | 18.8% |  |  | 100% |  |  | 100% | [5 empty] | Most widespread technology |  | Most widespread technology | [6 empty] | Most widespread fuel | Widespread fuel |  |  | Most widespread technology |  |  | Most widespread technology |  | Less widespread technology |  | Most widespread technology |  |  |  | Most widespread fuel | Less widespread fuel |  |  | 155.2033 | 52.1158 | 18.6999 | 206.0945 | 8.8597 | 28.0498 | 14.9629 | 0.097454 | 20.1663 | 0.016567 | 92.2876 | 65.6% | 15.59% | 18.8% | 100% |  | 1.965% | 2.377% | 1.275% | 2.156%
Residential sector | Total | Total | 1970 - 1979 | 53.3176 | 49.2744 | 1.1923 | 0.86745 | 0.544 | 0.49618 | 0.23595 | 0.13532 | 0.74422 | 0.10236 | 0.02087 | 1.3228 | 2.4803 | 0.79187 | 0.69895 | 73.32% | 26.68% | [6 empty] | 84.2% |  | 15.8% | 55.44% | 44.56% |  | 10.88% | 89.12% |  |  |  | 10.88% | 89.12% |  | 100% | 84.2% |  |  |  | 100% |  |  | 100% | 73.32% |  |  |  |  | Most widespread technology |  | Most widespread technology | [6 empty] | Most widespread fuel | Less widespread fuel |  |  | Most widespread technology |  |  | Most widespread technology |  | Less widespread technology |  | Most widespread technology |  |  |  | Most widespread fuel | Less widespread fuel |  |  | 148.2162 | 31.7013 | 18.3269 | 196.8163 | 5.3892 | 27.4904 | 8.2804 | 0.037798 | 11.1637 | 0.0064257 | 53.3176 | 73.32% | 10.88% | 15.8% | 100% |  | 1.503% | 2.243% | 1.07% | 1.223%
Residential sector | Total | Total | 1980 - 1989 | 42.7676 | 39.5245 | 0.99492 | 0.63214 | 0.44 | 0.36158 | 0.17194 | 0.098614 | 0.54419 | 0.074592 | 0.013358 | 0.88018 | 1.9575 | 0.5163 | 0.51805 | 77.5% | 22.5% | [6 empty] | 86.44% |  | 13.56% |  | 88.75% | 11.25% | 13.56% | 86.44% | 84.28% |  |  | 100% |  |  |  |  | 100% | 100% |  | 100% |  |  | 100% | 100% |  |  |  |  | Most widespread technology |  | Most widespread technology | [6 empty] | Most widespread fuel | Less widespread fuel |  |  | Most widespread technology |  |  | Most widespread technology |  | Less widespread technology |  | Most widespread technology |  |  |  | Most widespread fuel | Less widespread fuel |  |  | 122.1592 | 38.5673 | 18.1252 | 162.2151 | 6.5564 | 27.1878 | 5.6034 | 0.038372 | 7.5742 | 0.0065232 | 42.7676 | 77.5% | 13.56% | 8.941% | 100% |  | 1.327% | 2.148% | 0.5196% | 0.7067%
Residential sector | Total | Total | 1990 - 1999 | 49.0476 | 45.3182 | 1.1184 | 0.73991 | 0.478 | 0.42323 | 0.20125 | 0.11543 | 0.63344 | 0.087309 | 0.019156 | 0.35 | 1.2947 | 0.28623 | 0.37405 |  | 100% | [6 empty] | 100% | 100% |  |  | 100% |  | 19.43% | 80.57% | 19.43% |  |  | 80.57% |  | 19.43% |  |  | 100% | 100% |  | 100% |  |  | 100% | 100% |  |  |  |  | Most widespread technology |  |  | Most widespread technology | [5 empty] | Most widespread fuel | Less widespread fuel |  |  | Most widespread technology |  |  | Most widespread technology |  |  | Less widespread technology | Most widespread technology |  |  |  | Most widespread fuel | Less widespread fuel |  |  | 107.1475 | 27.0546 | 18.4766 | 142.2811 | 4.5993 | 27.7149 | 5.762 | 0.030259 | 7.8073 | 0.005144 | 49.0476 | 70.23% | 19.43% | 10.34% | 100% |  | 1.694% | 2.72% | 0.5095% | 1.223%
Residential sector | Total | Total | 2000 - 2010 | 24.0038 | 22.1836 | 0.58111 | 0.41197 | 0.249 | 0.23564 | 0.11205 | 0.064267 | 0.35021 | 0.048612 | 0.013148 | 0.21826 | 1.3529 | 0.18714 | 0.22489 | 80.5% | 19.5% |  |  | 100% | 100% | [5 empty] | 40.25% | 59.75% |  |  | 100% | 100% |  |  | 19.5% | 80.5% |  |  |  | 100% | 100% |  | 100% |  |  | 100% | 100% |  |  |  |  | Most widespread technology |  |  | Most widespread technology | [5 empty] | Most widespread fuel | Less widespread fuel |  |  | Most widespread technology |  |  | Most widespread technology |  |  | Less widespread technology | Most widespread technology |  |  |  | Most widespread fuel | Less widespread fuel |  |  | 94.8966 | 32.7593 | 18.9421 | 126.0133 | 5.5691 | 28.4132 | 2.5598 | 0.019037 | 3.4774 | 0.0032362 | 24.0038 | 60.59% | 19.5% | 19.91% | 100% |  | 0.7248% | 0.9055% | 0.7848% | 1.018%
Residential sector | Total | Total | Post 2010 | 7.1938 | 6.6483 | 0.29029 | 0.13122 | 0.0689 | 0.07506 | 0.035693 | 0.020471 | 0.11081 | 0.015484 | 0.0049295 | 0.34236 | 1.0383 | 0.15926 | 0.37019 | 100% |  |  |  | 100% | 100% | [6 empty] | 100% |  |  | 100% | 100% |  |  | 62.09% | 37.91% |  | 62.09% | 100% | 37.91% | 75.81% |  | 100% |  |  | 100% | 100% |  |  |  |  | Most widespread technology |  |  | Most widespread technology | [5 empty] | Most widespread fuel | Less widespread fuel |  |  | Most widespread technology |  |  | Most widespread technology |  |  | Widespread technology | Most widespread technology |  |  |  | Most widespread fuel | Less widespread fuel |  |  | 78.5017 | 23.3782 | 19.4089 | 104.2424 | 3.9743 | 29.1133 | 0.66153 | 0.0067866 | 0.90247 | 0.0011537 | 7.1938 | 50.93% | 24.19% | 24.88% | 100% |  | 0.3048% | 0.3952% | 0.3787% | 0.8466%
Residential sector | Single family- Terraced houses | Single family- Terraced houses |  |  |  |  | 3.5545 | 2.8399 | 2.0332 | 0.96682 | 0.5545
Residential sector | Single family- Terraced houses | Single family- Terraced houses | Before 1945 | 44.5912 | 41.2098 | 0.9145 | 0.74449 | 0.58 | 0.42585 | 0.2025 | 0.11614 | 0.65326 | 0.08785 | 0.0033867 | 1.3443 | 2 | 1.1075 | 1.3 | 100% |  |  |  | 100% | [6 empty] | 50% | 50% |  | 50% | 50% |  |  |  | 66.66% | 33.33% |  | 66.66% |  | 33.33% |  |  | 100% |  |  | 100% | [5 empty] | Most widespread technology |  | Most widespread technology | [6 empty] | Most widespread fuel |  |  |  | Most widespread technology |  |  | Most widespread technology |  | Most widespread technology | [5 empty] | Most widespread fuel |  |  |  | 173.2531 | 27.1834 | 17.038 | 230.0628 | 4.6212 | 25.557 | 7.8995 | 0.024859 | 10.6205 | 0.0042261
Residential sector | Single family- Terraced houses | Single family- Terraced houses | 1945 - 1969 | 60.5438 | 55.9527 | 1.1755 | 0.95742 | 0.71 | 0.54764 | 0.26042 | 0.14936 | 0.84009 | 0.11298 | 0.0043553 | 1.4 | 2.65 | 0.615 | 1.08 | 100% | [7 empty] | 100% |  |  | 100% |  |  | 100% |  |  |  |  | 100% |  |  | 100% | 100% |  |  |  | 100% |  |  | 100% | [5 empty] | Most widespread technology |  | Most widespread technology | [6 empty] | Most widespread fuel |  |  |  | Most widespread technology |  |  | Most widespread technology |  |  |  | Most widespread technology |  |  |  | Most widespread fuel |  |  |  | 175.7848 | 62.4097 | 17.038 | 233.4246 | 10.6096 | 25.557 | 10.8672 | 0.073365 | 14.608 | 0.012472
Residential sector | Single family- Terraced houses | Single family- Terraced houses | 1970 - 1979 | 39.0938 | 36.1293 | 0.80099 | 0.59615 | 0.48 | 0.341 | 0.16215 | 0.093 | 0.52309 | 0.070346 | 0.0027119 | 1.3 | 2.6 | 0.8 | 0.65 | 100% | [7 empty] | 100% |  |  | 50% | 50% |  |  | 100% |  |  |  |  | 100% |  | 100% | 100% |  |  |  | 100% |  |  | 100% | 100% |  |  |  |  | Most widespread technology |  | Most widespread technology | [6 empty] | Most widespread fuel |  |  |  | Most widespread technology |  |  | Most widespread technology |  |  |  | Most widespread technology |  |  |  | Most widespread fuel |  |  |  | 163.2031 | 35.7328 | 17.038 | 216.7175 | 6.0746 | 25.557 | 6.5625 | 0.028622 | 8.829 | 0.0048657
Residential sector | Single family- Terraced houses | Single family- Terraced houses | 1980 - 1989 | 33.1438 | 30.6305 | 0.69805 | 0.46735 | 0.4 | 0.26733 | 0.12712 | 0.072907 | 0.41008 | 0.055148 | 0.002126 | 0.95 | 1.8 | 0.52 | 0.51 | 100% | [7 empty] | 100% |  |  |  | 100% |  |  | 100% | 100% |  |  | 100% |  |  |  |  | 100% | 100% |  | 100% |  |  | 100% | 100% |  |  |  |  | Most widespread technology |  | Most widespread technology | [6 empty] | Most widespread fuel |  |  |  | Most widespread technology |  |  | Most widespread technology |  |  |  | Most widespread technology |  |  |  | Most widespread fuel |  |  |  | 131.3783 | 42.4404 | 17.038 | 174.4572 | 7.2149 | 25.557 | 4.5889 | 0.029626 | 6.1908 | 0.0050364
Residential sector | Single family- Terraced houses | Single family- Terraced houses | 1990 - 1999 | 34.4438 | 31.8219 | 0.72054 | 0.49329 | 0.41 | 0.28216 | 0.13417 | 0.076953 | 0.43284 | 0.058208 | 0.002244 | 0.35 | 1.25 | 0.28 | 0.38 |  | 100% | [6 empty] | 100% | 100% |  |  | 100% |  |  | 100% |  |  |  | 100% |  |  |  |  | 100% | 100% |  | 100% |  |  | 100% | 100% |  |  |  |  | Most widespread technology |  |  | Most widespread technology | [5 empty] | Most widespread fuel |  |  |  | Most widespread technology |  |  | Most widespread technology |  |  |  | Most widespread technology |  |  |  | Most widespread fuel |  |  |  | 118.6304 | 30.0997 | 17.038 | 157.5293 | 5.1169 | 25.557 | 4.3619 | 0.021688 | 5.8932 | 0.003687
Residential sector | Single family- Terraced houses | Single family- Terraced houses | 2000 - 2010 | 14.5438 | 13.4409 | 0.37627 | 0.23318 | 0.21 | 0.13338 | 0.063424 | 0.036375 | 0.2046 | 0.027515 | 0.0010607 | 0.22 | 1.4 | 0.195 | 0.215 | 100% |  |  |  | 100% | 100% | [5 empty] | 50% | 50% |  |  | 100% | 100% |  |  |  | 100% |  |  |  | 100% | 100% |  | 100% |  |  | 100% | 100% |  |  |  |  | Most widespread technology |  |  | Most widespread technology | [5 empty] | Most widespread fuel |  |  |  | Most widespread technology |  |  | Most widespread technology |  |  |  | Most widespread technology |  |  |  | Most widespread fuel |  |  |  | 107.8644 | 38.5571 | 17.038 | 143.2332 | 6.5547 | 25.557 | 1.6976 | 0.014508 | 2.2969 | 0.0024664
Residential sector | Single family- Terraced houses | Single family- Terraced houses | Post 2010 | 3.6638 | 3.386 | 0.18805 | 0.062626 | 0.0499 | 0.035822 | 0.017034 | 0.0097697 | 0.054951 | 0.0073899 | 0.00028489 | 0.335 | 0.92 | 0.12 | 0.38 | 100% |  |  |  | 100% | 100% | [6 empty] | 100% |  |  | 100% | 100% |  |  | 50% | 50% |  | 50% | 100% | 50% | 100% |  | 100% |  |  | 100% | 100% |  |  |  |  | Most widespread technology |  |  | Most widespread technology | [5 empty] | Most widespread fuel |  |  |  | Most widespread technology |  |  | Most widespread technology |  |  |  | Most widespread technology |  |  |  | Most widespread fuel |  |  |  | 92.3803 | 27.5978 | 17.038 | 122.6719 | 4.6916 | 25.557 | 0.37522 | 0.0051898 | 0.509 | 0.00088226
Residential sector | Multifamily houses | Multifamily houses |  |  |  |  | 0.9055 | 0.266 | 0.51794 | 0.2463 | 0.14126 | 0.91552 | 0.21448
Residential sector | Multifamily houses | Multifamily houses | Before 1945 | 15.9589 | 14.7487 | 0.29668 | 0.26645 | 0.08 | 0.15241 | 0.072474 | 0.041566 | 0.21588 | 0.031441 | 0.019133 | 1.5 | 1.8 | 1.015 | 1.13 | 100% |  |  |  | 100% | [6 empty] | 100% |  |  | 100% |  |  |  |  | 100% |  |  | 100% |  |  |  |  | 100% |  |  | 100% | [5 empty] | Most widespread technology |  | Most widespread technology | [7 empty] | Most widespread fuel |  |  | Most widespread technology |  |  | Most widespread technology |  | Most widespread technology | [5 empty] | Most widespread fuel |  |  |  | 103.5683 | 16.3162 | 21.8696 | 137.5283 | 2.6416 | 32.8044 | 1.8765 | 0.0048406 | 2.5519 | 0.00078369
Residential sector | Multifamily houses | Multifamily houses | 1945 - 1969 | 14.39 | 13.2988 | 0.26953 | 0.22756 | 0.064 | 0.13016 | 0.061896 | 0.035499 | 0.18437 | 0.026852 | 0.01634 | 1.4 | 3 | 1.13 | 3.5 | 100% | [7 empty] | 100% |  |  | 100% |  |  | 100% |  |  |  |  | 50% | 50% |  | 100% |  |  |  |  | 100% |  |  | 100% | [5 empty] | Most widespread technology |  | Most widespread technology | [7 empty] | Most widespread fuel |  |  | Most widespread technology |  |  | Most widespread technology |  |  |  | Most widespread technology |  |  |  | Most widespread fuel |  |  |  | 120.9192 | 46.2777 | 21.8696 | 160.5685 | 7.4924 | 32.8044 | 1.9228 | 0.012473 | 2.6074 | 0.0020194
Residential sector | Multifamily houses | Multifamily houses | 1970 - 1979 | 5.8 | 5.3602 | 0.12093 | 0.088446 | 0.024 | 0.050591 | 0.024057 | 0.013798 | 0.071658 | 0.010437 | 0.006351 | 1.8 | 1.5 | 0.58 | 1.1 |  | 100% | [6 empty] | 100% |  |  | 100% |  |  | 100% |  |  |  |  | 100% |  |  | 100% | 100% |  |  |  | 100% |  |  | 100% | [5 empty] | Most widespread technology |  | Most widespread technology | [6 empty] | Most widespread fuel |  |  |  | Most widespread technology |  |  | Most widespread technology |  |  |  | Most widespread technology |  |  |  | Most widespread fuel |  |  |  | 111.9198 | 21.6116 | 21.8696 | 148.6183 | 3.4989 | 32.8044 | 0.72675 | 0.0026134 | 0.98689 | 0.00042311
Residential sector | Multifamily houses | Multifamily houses | 1980 - 1989 | 5.8 | 5.3602 | 0.10605 | 0.081784 | 0.02 | 0.046781 | 0.022245 | 0.012758 | 0.066261 | 0.0096505 | 0.0058726 | 0.6 | 2.5 | 0.44 | 0.51 |  | 100% | [8 empty] | 100% |  | 50% | 50% | 100% |  | 50% |  |  | 100% |  |  |  |  | 100% | 100% |  | 100% |  |  | 100% | 100% |  |  |  |  | Most widespread technology |  | Most widespread technology | [6 empty] | Most widespread fuel |  |  |  | Most widespread technology |  |  | Most widespread technology |  |  |  | Most widespread technology |  |  |  | Most widespread fuel |  |  |  | 93.442 | 26.7229 | 21.8696 | 124.0816 | 4.3264 | 32.8044 | 0.62771 | 0.0028339 | 0.85537 | 0.00045881
Residential sector | Multifamily houses | Multifamily houses | 1990 - 1999 | 9.53 | 8.8073 | 0.18546 | 0.13648 | 0.048 | 0.078069 | 0.037124 | 0.021292 | 0.11058 | 0.016105 | 0.0098004 | 0.35 | 1.4 | 0.36 | 0.36 |  | 100% | [6 empty] | 100% | 100% |  |  | 100% |  | 100% |  | 100% |  |  |  |  | 100% |  |  | 100% | 100% |  | 100% |  |  | 100% | 100% |  |  |  |  | Most widespread technology |  |  | Most widespread technology | [5 empty] | Most widespread fuel |  |  |  | Most widespread technology |  |  | Most widespread technology |  |  |  | Most widespread technology |  |  |  | Most widespread fuel |  |  |  | 81.6235 | 20.4911 | 21.8696 | 108.3879 | 3.3175 | 32.8044 | 0.9273 | 0.0038002 | 1.2672 | 0.00061525
Residential sector | Multifamily houses | Multifamily houses | 2000 - 2010 | 4.68 | 4.3251 | 0.10155 | 0.075033 | 0.02 | 0.042919 | 0.020409 | 0.011705 | 0.060791 | 0.0088539 | 0.0053878 | 0.16 | 1.24 | 0.17 | 0.23 |  | 100% |  |  | 100% | 100% | [6 empty] | 100% |  |  | 100% | 100% |  |  | 100% |  |  |  |  | 100% | 100% |  | 100% |  |  | 100% | 100% |  |  |  |  | Most widespread technology |  |  | Most widespread technology | [5 empty] | Most widespread fuel |  |  |  | Most widespread technology |  |  | Most widespread technology |  |  |  | Most widespread technology |  |  |  | Most widespread fuel |  |  |  | 79.1361 | 25.9554 | 21.8696 | 105.0849 | 4.2022 | 32.8044 | 0.44462 | 0.0026358 | 0.60803 | 0.00042674
Residential sector | Multifamily houses | Multifamily houses | Post 2010 | 1.74 | 1.6081 | 0.050689 | 0.029742 | 0.01 | 0.017013 | 0.0080899 | 0.0046398 | 0.024097 | 0.0035096 | 0.0021357 | 0.35 | 1.08 | 0.2 | 0.36 | 100% |  |  |  | 100% | 100% | [6 empty] | 100% |  |  | 100% | 100% |  |  | 100% |  |  | 100% | 100% |  |  |  | 100% |  |  | 100% | 100% |  |  |  |  | Most widespread technology |  |  | Most widespread technology | [5 empty] | Most widespread fuel |  |  |  | Most widespread technology |  |  | Most widespread technology |  |  |  | Most widespread technology |  |  |  | Most widespread fuel |  |  |  | 66.6597 | 17.0529 | 21.8696 | 88.5174 | 2.7609 | 32.8044 | 0.14525 | 0.0008644 | 0.19942 | 0.00013995
Residential sector | Appartment blocks | Appartment blocks |  |  |  |  | 1.29 | 0.268 | 0.73788 | 0.35088 | 0.20124 | 1.0545 | 0.23552
Residential sector | Appartment blocks | Appartment blocks | Before 1945 | 18.1838 | 16.8049 | 0.43925 | 0.39471 | 0.08 | 0.22577 | 0.10736 | 0.061574 | 0.32265 | 0.046576 | 0.025487 | 1.5 | 2.2 | 0.8 | 0.71 | 100% |  |  |  | 100% | [6 empty] | 100% |  |  | 100% |  |  |  |  | 100% |  |  | 100% |  |  |  |  | 100% |  |  | 100% | [5 empty] | Most widespread technology |  | Most widespread technology | [6 empty] | Widespread fuel | Widespread fuel |  |  | Most widespread technology |  |  | Most widespread technology |  | Most widespread technology | [5 empty] | Widespread fuel | Widespread fuel |  |  | 107.9189 | 13.9677 | 21.8696 | 143.3055 | 2.2614 | 32.8044 | 2.2112 | 0.0061353 | 3.0047 | 0.0009933
Residential sector | Appartment blocks | Appartment blocks | 1945 - 1969 | 17.3538 | 16.0378 | 0.42489 | 0.37669 | 0.08 | 0.21547 | 0.10246 | 0.058764 | 0.30792 | 0.04445 | 0.024324 | 1.4 | 2.3 | 1.13 | 0.77 | 100% | [7 empty] | 100% |  |  | 100% |  |  | 100% | [5 empty] | 100% |  |  |  | 100% |  |  | 100% |  |  | 100% | [5 empty] | Most widespread technology |  | Most widespread technology | [6 empty] | Widespread fuel | Widespread fuel |  |  | Most widespread technology |  |  | Most widespread technology |  | Most widespread technology | [5 empty] | Widespread fuel | Widespread fuel |  |  | 111.8277 | 21.0437 | 21.8696 | 148.496 | 3.407 | 32.8044 | 2.173 | 0.0089412 | 2.9508 | 0.0014476
Residential sector | Appartment blocks | Appartment blocks | 1970 - 1979 | 8.4238 | 7.785 | 0.2704 | 0.18285 | 0.04 | 0.10459 | 0.049736 | 0.028525 | 0.14947 | 0.021577 | 0.011807 | 1.1 | 2.6 | 0.9 | 0.65 |  | 100% | [8 empty] | 100% | 50% | 50% |  |  | 100% |  |  |  |  | 100% |  | 100% |  |  |  |  | 100% |  |  | 100% | [5 empty] | Most widespread technology |  | Most widespread technology | [6 empty] | Widespread fuel | Widespread fuel |  |  | Most widespread technology |  |  | Most widespread technology |  | Most widespread technology | [5 empty] | Widespread fuel | Widespread fuel |  |  | 103.6548 | 19.9386 | 21.8696 | 137.6432 | 3.2281 | 32.8044 | 0.99118 | 0.0053914 | 1.3479 | 0.00087286
Residential sector | Appartment blocks | Appartment blocks | 1980 - 1989 | 3.8238 | 3.5338 | 0.19082 | 0.083002 | 0.02 | 0.047477 | 0.022576 | 0.012948 | 0.067848 | 0.0097942 | 0.0053596 | 0.7 | 2.5 | 0.6 | 0.6 |  | 100% | [6 empty] | 100% |  |  |  | 50% | 50% |  | 100% |  |  |  | 100% |  |  |  |  | 100% | 100% |  | 100% |  |  | 100% | 100% |  |  |  |  | Most widespread technology |  | Most widespread technology | [6 empty] | Widespread fuel | Widespread fuel |  |  | Most widespread technology |  |  | Most widespread technology |  | Most widespread technology | [5 empty] | Widespread fuel | Widespread fuel |  |  | 85.8087 | 22.9623 | 21.8696 | 113.9454 | 3.7176 | 32.8044 | 0.38686 | 0.0043817 | 0.5281 | 0.00070939
Residential sector | Appartment blocks | Appartment blocks | 1990 - 1999 | 5.0738 | 4.689 | 0.21244 | 0.11013 | 0.02 | 0.062997 | 0.029957 | 0.017181 | 0.090027 | 0.012996 | 0.0071117 | 0.35 | 1.4 | 0.19 | 0.36 |  | 100% | [6 empty] | 100% | 100% |  |  | 100% |  |  | 100% |  |  |  | 100% |  |  |  |  | 100% | 100% |  | 100% |  |  | 100% | 100% |  |  |  |  | Most widespread technology |  |  | Most widespread technology | [5 empty] | Widespread fuel | Widespread fuel |  |  | Most widespread technology |  |  | Most widespread technology |  |  | Most widespread technology |  |  |  |  | Widespread fuel | Widespread fuel |  |  | 77.1357 | 18.7106 | 21.8696 | 102.4285 | 3.0292 | 32.8044 | 0.47266 | 0.003975 | 0.64674 | 0.00064355
Residential sector | Appartment blocks | Appartment blocks | 2000 - 2010 | 4.78 | 4.4175 | 0.10328 | 0.10376 | 0.019 | 0.059349 | 0.028222 | 0.016186 | 0.084814 | 0.012243 | 0.0066999 | 0.27 | 1.32 | 0.18 | 0.25 | 100% |  |  |  | 100% | 100% | [5 empty] | 50% | 50% |  |  | 100% | 100% |  |  |  | 100% |  |  |  | 100% | 100% |  | 100% |  |  | 100% | 100% |  |  |  |  | Most widespread technology |  |  | Most widespread technology | [5 empty] | Widespread fuel | Widespread fuel |  |  | Most widespread technology |  |  | Most widespread technology |  |  | Most widespread technology |  |  |  |  | Widespread fuel | Widespread fuel |  |  | 70.8711 | 21.7805 | 21.8696 | 94.1098 | 3.5263 | 32.8044 | 0.41761 | 0.0022495 | 0.57254 | 0.0003642
Residential sector | Appartment blocks | Appartment blocks | Post 2010 | 1.79 | 1.6543 | 0.051554 | 0.038855 | 0.009 | 0.022225 | 0.010568 | 0.0060613 | 0.031761 | 0.0045849 | 0.002509 | 0.35 | 1.24 | 0.2 | 0.36 | 100% |  |  |  | 100% | 100% | [6 empty] | 100% |  |  | 100% | 100% |  |  | 50% | 50% |  | 50% | 100% | 50% | 100% |  | 100% |  |  | 100% | 100% |  |  |  |  | Most widespread technology |  |  | Most widespread technology | [5 empty] | Widespread fuel | Widespread fuel |  |  | Most widespread technology |  |  | Most widespread technology |  |  | Most widespread technology |  |  |  |  | Widespread fuel | Widespread fuel |  |  | 61.6059 | 20.8902 | 21.8696 | 81.8065 | 3.3821 | 32.8044 | 0.14106 | 0.001077 | 0.19405 | 0.00017436
Service sector | Total | Total |  |  |  |  | 0.64923 | 0.26811 | 0.45313 | 0.1961 | 0
Service sector | Total | Total | Before 1945 | 13.54 | 13.54 | 2.138 | 0.095167 | 0.014135 | 0.06721 | 0.027957 | 0 | 0.07 | 0.01345 | 0 | 0.7 | 3.2 | 1.1 | 1.2 | [64 empty] | 139.7213 | 77.5062 | 5.2608 | 177.446 | 49.604 | 5.4713 | 1.9631 | 0.17571 | 2.4667 | 0.11605 | 13.54 | 37.37% | 8.493% | 2.88% | 1.92% | 29.25% | 20.09% | 100% |  | 1.203% | 0.285% | 0.02383% | 0.2326% | 2.582% | 1.062%
Service sector | Total | Total | 1945 - 1969 | 34.59 | 34.59 | 5.3449 | 0.24414 | 0.038233 | 0.17027 | 0.073865 | 0 | 0.18 | 0.029257 | 0 | 0.64489 | 2.9106 | 0.7 | 1.5 | [64 empty] | 125.8208 | 81.7233 | 6.3834 | 159.7925 | 52.3029 | 6.6387 | 4.5729 | 0.4368 | 5.7569 | 0.27956 | 34.59 | 21.28% | 13.27% | 15.03% | 9.193% | 18.68% | 22.55% | 100% |  | 1.75% | 2.123% | 0.3304% | 4.589% | 5.381% | 4.564%
Service sector | Total | Total | 1970 - 1979 | 18.81 | 18.81 | 2.9348 | 0.10432 | 0.015089 | 0.072647 | 0.031675 | 0 | 0.08 | 0.012034 | 0 | 0.65671 | 2.0774 | 0.6 | 1 | [64 empty] | 132.8677 | 83.9347 | 5.6895 | 168.742 | 53.7182 | 5.917 | 2.6063 | 0.24633 | 3.2853 | 0.15765 | 18.81 | 18.98% | 11% | 9.569% | 5.688% | 11.91% | 42.85% | 100% |  | 1.799% | 1.65% | 0.2423% | 2.953% | 3.561% | 7.826%
Service sector | Total | Total | 1980 - 1989 | 17.065 | 17.065 | 2.6709 | 0.086602 | 0.013175 | 0.060311 | 0.026291 | 0 | 0.076327 | 0.010275 | 0 | 0.57404 | 2.1 | 0.4 | 0.6 | [64 empty] | 123.6872 | 86.0702 | 5.8384 | 157.0828 | 55.0849 | 6.0719 | 2.2104 | 0.22989 | 2.7842 | 0.14713 | 17.065 | 13.48% | 11.31% | 10.81% | 6.387% | 13.83% | 44.18% | 100% |  | 0.8947% | 0.8005% | 0.1855% | 1.838% | 2.41% | 5.142%
Service sector | Total | Total | 1990 - 1999 | 14.875 | 14.875 | 2.3398 | 0.054341 | 0.010214 | 0.037935 | 0.016406 | 0 | 0.048166 | 0.006175 | 0 | 0.47855 | 1.4 | 0.3 | 0.5 | [64 empty] | 127.3437 | 85.8157 | 5.3707 | 161.7265 | 54.922 | 5.5855 | 1.9741 | 0.20079 | 2.4888 | 0.12851 | 14.875 | 1.815% | 15.13% | 11.53% | 4.303% | 14.79% | 52.44% | 100% |  | 0.1057% | 0.9479% | 0.1858% | 1.006% | 2.165% | 5.238%
Service sector | Total | Total | 2000 - 2010 | 15.261 | 15.261 | 2.3831 | 0.049749 | 0.0082274 | 0.034557 | 0.015192 | 0 | 0.044243 | 0.005506 | 0 | 0.31986 | 1.3 | 0.2 | 0.45 | [64 empty] | 136.5042 | 92.4873 | 5.1932 | 173.3603 | 59.1919 | 5.4009 | 2.1624 | 0.2204 | 2.7281 | 0.14106 | 15.261 | 0.7208% | 14.94% | 10.42% | 3.669% | 9.829% | 60.42% | 100% |  | 0.04633% | 0.8452% | 0.1912% | 0.902% | 1.458% | 6.065%
Service sector | Total | Total | Post 2010 | 5.22 | 5.22 | 0.86486 | 0.014914 | 0.003526 | 0.0102 | 0.0047134 | 0 | 0.012875 | 0.0020383 | 0 | 0.35 | 1.4 | 0.1 | 0.4 | [64 empty] | 136.5948 | 82.6967 | 5.685 | 173.4754 | 52.9259 | 5.9124 | 0.7427 | 0.071521 | 0.9364 | 0.045774 | 5.22 | 0.9579% | 6.513% | 27.97% | 5.939% | 4.789% | 53.83% | 100% |  | 0.03608% | 0.2464% | 0.3702% | 1.407% | 0.6151% | 3.761%
Service sector | Offices | Offices |  |  |  |  | 0.24036 | 0.025156 | 0.16826 | 0.072109 | 0
Service sector | Offices | Offices | Before 1945 | 5.06 | 5.06 | 0.78019 | 0.06497 | 0.0073484 | 0.045479 | 0.019491 | 0 | 0.058246 | 0.0067244 | 0 | 0.7 | 3.2 | 1.1 | 1.2 | [64 empty] | 158.6066 | 78.3052 | 4.6971 | 201.4304 | 50.1153 | 4.885 | 0.82632 | 0.061093 | 1.034 | 0.0491
Service sector | Offices | Offices | 1945 - 1969 | 7.36 | 7.36 | 1.1219 | 0.094502 | 0.009852 | 0.066152 | 0.028351 | 0 | 0.084721 | 0.009781 | 0 | 0.7 | 1.1 | 0.7 | 1.5 | [64 empty] | 84.6806 | 73.1073 | 4.6971 | 107.5444 | 46.7887 | 4.885 | 0.65782 | 0.082019 | 0.82748 | 0.052492
Service sector | Offices | Offices | 1970 - 1979 | 3.57 | 3.57 | 0.5549 | 0.045839 | 0.0046646 | 0.032087 | 0.013752 | 0 | 0.041094 | 0.0047443 | 0 | 0.6 | 0.7 | 0.6 | 1 | [64 empty] | 75.4187 | 74.8483 | 4.6971 | 95.7817 | 47.9029 | 4.885 | 0.28601 | 0.041534 | 0.35938 | 0.026582
Service sector | Offices | Offices | 1980 - 1989 | 2.3 | 2.3 | 0.36288 | 0.029532 | 0.0027274 | 0.020672 | 0.0088596 | 0 | 0.026475 | 0.0030566 | 0 | 0.6 | 2.1 | 0.4 | 0.6 | [64 empty] | 56.2332 | 75.5968 | 4.6971 | 71.4162 | 48.382 | 4.885 | 0.14014 | 0.027433 | 0.17549 | 0.017557
Service sector | Offices | Offices | 1990 - 1999 | 0.27 | 0.27 | 0.055944 | 0.0034668 | 0.0003 | 0.0024268 | 0.00104 | 0 | 0.003108 | 0.00035881 | 0 | 0.4 | 1.4 | 0.3 | 0.5 | [64 empty] | 47.6329 | 63.5013 | 4.6971 | 60.4937 | 40.6409 | 4.885 | 0.014129 | 0.0035525 | 0.017652 | 0.0022736
Service sector | Offices | Offices | 2000 - 2010 | 0.11 | 0.11 | 0.016632 | 0.0014124 | 0.00017628 | 0.00098868 | 0.00042372 | 0 | 0.0012662 | 0.00014618 | 0 | 0.3 | 1.3 | 0.2 | 0.45 | [64 empty] | 18.5239 | 57.7862 | 4.6971 | 23.5253 | 36.9832 | 4.885 | 0.0025543 | 0.0009611 | 0.0031251 | 0.0006151
Service sector | Offices | Offices | Post 2010 | 0.05 | 0.05 | 0.00756 | 0.000642 | 8.6921e-05 | 0.0004494 | 0.0001926 | 0 | 0.00057555 | 6.6447e-05 | 0 | 0.35 | 1.4 | 0.1 | 0.4 | [64 empty] | 14.6868 | 56.586 | 4.6971 | 18.6522 | 36.215 | 4.885 | 0.00096919 | 0.00042779 | 0.0011769 | 0.00027379
Service sector | Trade | Trade |  |  |  |  | 0.18759 | 0.021678 | 0.13131 | 0.056278 | 0
Service sector | Trade | Trade | Before 1945 | 1.15 | 1.15 | 0.189 | 0.014766 | 0.00084031 | 0.010336 | 0.0044298 | 0 | 0.013659 | 0.0011075 | 0 | 0.7 | 3.2 | 1.1 | 1.2 | [64 empty] | 130.3288 | 79.6852 | 2.6209 | 165.5176 | 50.9985 | 2.7257 | 0.15289 | 0.015061 | 0.19348 | 0.0096387
Service sector | Trade | Trade | 1945 - 1969 | 4.59 | 4.59 | 0.73937 | 0.058936 | 0.0074821 | 0.041255 | 0.017681 | 0 | 0.054515 | 0.0044202 | 0 | 0.63 | 3.4 | 0.7 | 1.5 | [64 empty] | 116.5682 | 99.6065 | 2.6209 | 148.0416 | 63.7482 | 2.7257 | 0.54708 | 0.073646 | 0.69202 | 0.047133
Service sector | Trade | Trade | 1970 - 1979 | 2.07 | 2.07 | 0.3281 | 0.026579 | 0.003194 | 0.018605 | 0.0079736 | 0 | 0.024585 | 0.0019934 | 0 | 0.67 | 2.4 | 0.6 | 1 | [64 empty] | 108.3648 | 100.6026 | 2.6209 | 137.6232 | 64.3857 | 2.7257 | 0.22974 | 0.033008 | 0.29052 | 0.021125
Service sector | Trade | Trade | 1980 - 1989 | 1.93 | 1.93 | 0.30694 | 0.024781 | 0.0030045 | 0.017347 | 0.0074344 | 0 | 0.022923 | 0.0018586 | 0 | 0.57 | 2.1 | 0.4 | 0.6 | [64 empty] | 84.416 | 101.6086 | 2.6209 | 107.2083 | 65.0295 | 2.7257 | 0.16798 | 0.031187 | 0.21217 | 0.01996
Service sector | Trade | Trade | 1990 - 1999 | 2.25 | 2.25 | 0.35532 | 0.02889 | 0.0037846 | 0.020223 | 0.008667 | 0 | 0.026723 | 0.0021668 | 0 | 0.48 | 1.4 | 0.3 | 0.5 | [64 empty] | 60.4673 | 117.866 | 2.6209 | 76.7934 | 75.4342 | 2.7257 | 0.14195 | 0.04188 | 0.17892 | 0.026803
Service sector | Trade | Trade | 2000 - 2010 | 2.28 | 2.28 | 0.35986 | 0.029275 | 0.0029673 | 0.020493 | 0.0087826 | 0 | 0.02708 | 0.0021956 | 0 | 0.32 | 1.3 | 0.2 | 0.45 | [64 empty] | 60.4673 | 119.0447 | 2.6209 | 76.7934 | 76.1886 | 2.7257 | 0.14384 | 0.042839 | 0.1813 | 0.027417
Service sector | Trade | Trade | Post 2010 | 0.34 | 0.34 | 0.066528 | 0.0043656 | 0.00040494 | 0.0030559 | 0.0013097 | 0 | 0.0040382 | 0.00032742 | 0 | 0.35 | 1.4 | 0.1 | 0.4 | [64 empty] | 48.4797 | 73.9934 | 2.6209 | 61.5692 | 47.3558 | 2.7257 | 0.017374 | 0.0049226 | 0.02186 | 0.0031505
Service sector | Education | Education |  |  |  |  | 0.014056 | 0.014056 | 0.0095581 | 0.0044979 | 0
Service sector | Education | Education | Before 1945 | 0.39 | 0.39 | 0.074088 | 0.00055714 | 0.00055714 | 0.00037886 | 0.00017829 | 0 | 0.00046466 | 9.2486e-05 | 0 | 0.7 | 3.2 | 1.1 | 1.2 | [64 empty] | 142.3032 | 79.6852 | 4.3993 | 180.725 | 50.9985 | 4.5753 | 0.057214 | 0.0059037 | 0.072267 | 0.0037784
Service sector | Education | Education | 1945 - 1969 | 5.2 | 5.2 | 0.80136 | 0.0054857 | 0.0054857 | 0.0037302 | 0.0017554 | 0 | 0.004575 | 0.00091062 | 0 | 0.63 | 3.4 | 0.7 | 1.5 | [64 empty] | 148.8527 | 86.8569 | 4.3993 | 189.0429 | 55.5884 | 4.5753 | 0.79691 | 0.069604 | 1.0068 | 0.044546
Service sector | Education | Education | 1970 - 1979 | 1.8 | 1.8 | 0.28728 | 0.0015149 | 0.0015149 | 0.0010301 | 0.00048476 | 0 | 0.0012634 | 0.00025147 | 0 | 0.67 | 2.4 | 0.6 | 1 | [64 empty] | 136.1837 | 87.7255 | 4.3993 | 172.9533 | 56.1443 | 4.5753 | 0.25305 | 0.025202 | 0.31955 | 0.016129
Service sector | Education | Education | 1980 - 1989 | 1.845 | 1.845 | 0.29408 | 0.0016772 | 0.0016772 | 0.0011405 | 0.0005367 | 0 | 0.0013988 | 0.00027841 | 0 | 0.57 | 2.1 | 0.4 | 0.6 | [64 empty] | 123.5146 | 87.7255 | 4.3993 | 156.8636 | 56.1443 | 4.5753 | 0.236 | 0.025799 | 0.29785 | 0.016511
Service sector | Education | Education | 1990 - 1999 | 1.715 | 1.715 | 0.27443 | 0.0016145 | 0.0016145 | 0.0010978 | 0.00051663 | 0 | 0.0013465 | 0.000268 | 0 | 0.48 | 1.4 | 0.3 | 0.5 | [64 empty] | 121.4638 | 64.0396 | 4.3993 | 154.259 | 40.9853 | 4.5753 | 0.21586 | 0.017574 | 0.2724 | 0.011248
Service sector | Education | Education | 2000 - 2010 | 1.59 | 1.59 | 0.25553 | 0.0014142 | 0.0014142 | 0.00096167 | 0.00045255 | 0 | 0.0011795 | 0.00023476 | 0 | 0.32 | 1.3 | 0.2 | 0.45 | [64 empty] | 118.3842 | 73.0051 | 4.3993 | 150.3479 | 46.7233 | 4.5753 | 0.19523 | 0.018655 | 0.24633 | 0.011939
Service sector | Education | Education | Post 2010 | 1.46 | 1.46 | 0.23587 | 0.0017925 | 0.0017925 | 0.0012189 | 0.0005736 | 0 | 0.001495 | 0.00029756 | 0 | 0.35 | 1.4 | 0.1 | 0.4 | [64 empty] | 115.3046 | 66.2051 | 4.3993 | 146.4368 | 42.3713 | 4.5753 | 0.17477 | 0.015616 | 0.22048 | 0.0099942
Service sector | Health | Health |  |  |  |  | 0.1433 | 0.1433 | 0.097441 | 0.045855 | 0
Service sector | Health | Health | Before 1945 | 0.26 | 0.26 | 0.054432 | 0.0047247 | 0.00047247 | 0.0032128 | 0.0015119 | 0 | 0.0039404 | 0.0007843 | 0 | 0.7 | 3.2 | 1.1 | 1.2 | [64 empty] | 134.232 | 79.6852 | 23.8685 | 170.4747 | 50.9985 | 24.8233 | 0.041106 | 0.0043374 | 0.050777 | 0.002776
Service sector | Health | Health | 1945 - 1969 | 3.18 | 3.18 | 0.49594 | 0.065146 | 0.0065146 | 0.044299 | 0.020847 | 0 | 0.054332 | 0.010814 | 0 | 0.63 | 3.4 | 0.7 | 1.5 | [64 empty] | 139.1276 | 74.1073 | 23.8685 | 176.6921 | 47.4287 | 24.8233 | 0.51833 | 0.036752 | 0.64082 | 0.023522
Service sector | Health | Health | 1970 - 1979 | 1.07 | 1.07 | 0.1769 | 0.021517 | 0.0021517 | 0.014632 | 0.0068855 | 0 | 0.017945 | 0.0035719 | 0 | 0.67 | 2.4 | 0.6 | 1 | [64 empty] | 106.1072 | 74.8483 | 23.8685 | 134.7561 | 47.9029 | 24.8233 | 0.13907 | 0.013241 | 0.17075 | 0.0084742
Service sector | Health | Health | 1980 - 1989 | 1.09 | 1.09 | 0.17993 | 0.022037 | 0.0022037 | 0.014985 | 0.0070519 | 0 | 0.018379 | 0.0036582 | 0 | 0.57 | 2.1 | 0.4 | 0.6 | [64 empty] | 73.0867 | 75.5968 | 23.8685 | 92.8201 | 48.382 | 24.8233 | 0.10568 | 0.013602 | 0.12823 | 0.0087053
Service sector | Health | Health | 1990 - 1999 | 0.64 | 0.64 | 0.11189 | 0.012667 | 0.0012667 | 0.0086133 | 0.0040533 | 0 | 0.010564 | 0.0021027 | 0 | 0.48 | 1.4 | 0.3 | 0.5 | [64 empty] | 51.073 | 58.2096 | 23.8685 | 64.8627 | 37.2541 | 24.8233 | 0.047963 | 0.006513 | 0.057399 | 0.0041683
Service sector | Health | Health | 2000 - 2010 | 0.56 | 0.56 | 0.099792 | 0.010957 | 0.0010957 | 0.0074509 | 0.0035063 | 0 | 0.0091383 | 0.0018189 | 0 | 0.32 | 1.3 | 0.2 | 0.45 | [64 empty] | 36.9122 | 65.7768 | 23.8685 | 46.8784 | 42.0971 | 24.8233 | 0.034037 | 0.006564 | 0.040153 | 0.004201
Service sector | Health | Health | Post 2010 | 0.31 | 0.31 | 0.061992 | 0.0062469 | 0.00062469 | 0.0042479 | 0.001999 | 0 | 0.0052099 | 0.001037 | 0 | 0.35 | 1.4 | 0.1 | 0.4 | [64 empty] | 22.7513 | 60.0865 | 23.8685 | 28.8942 | 38.4553 | 24.8233 | 0.014452 | 0.0037249 | 0.016652 | 0.0023839
Service sector | Hotels and Restaurants | Hotels and Restaurants |  |  |  |  | 0.030401 | 0.030401 | 0.026449 | 0.0039521 | 0
Service sector | Hotels and Restaurants | Hotels and Restaurants | Before 1945 | 3.96 | 3.96 | 0.61387 | 0.0063462 | 0.0039663 | 0.0055212 | 0.000825 | 0 | 0.0052927 | 0.0010535 | 0 | 0.7 | 3.2 | 1.1 | 1.2 | [64 empty] | 117.8318 | 73.9934 | 5.9905 | 149.6464 | 47.3558 | 6.2302 | 0.49034 | 0.045422 | 0.61727 | 0.02907
Service sector | Hotels and Restaurants | Hotels and Restaurants | 1945 - 1969 | 6.46 | 6.46 | 0.99187 | 0.010353 | 0.0064704 | 0.0090067 | 0.0013458 | 0 | 0.008634 | 0.0017185 | 0 | 0.63 | 3.4 | 0.7 | 1.5 | [64 empty] | 83.9595 | 77.2947 | 5.9905 | 106.6286 | 49.4686 | 6.2302 | 0.58108 | 0.076666 | 0.72907 | 0.049067
Service sector | Hotels and Restaurants | Hotels and Restaurants | 1970 - 1979 | 2.24 | 2.24 | 0.35381 | 0.0035897 | 0.0022436 | 0.0031231 | 0.00046667 | 0 | 0.0029938 | 0.0005959 | 0 | 0.67 | 2.4 | 0.6 | 1 | [64 empty] | 73.4472 | 78.0676 | 5.9905 | 93.278 | 49.9633 | 6.2302 | 0.17794 | 0.027621 | 0.2229 | 0.017677
Service sector | Hotels and Restaurants | Hotels and Restaurants | 1980 - 1989 | 2.36 | 2.36 | 0.37195 | 0.0037821 | 0.0023638 | 0.0032904 | 0.00049167 | 0 | 0.0031542 | 0.00062782 | 0 | 0.57 | 2.1 | 0.4 | 0.6 | [64 empty] | 52.7071 | 78.8483 | 5.9905 | 66.938 | 50.4629 | 6.2302 | 0.13853 | 0.029328 | 0.17268 | 0.01877
Service sector | Hotels and Restaurants | Hotels and Restaurants | 1990 - 1999 | 2.2 | 2.2 | 0.34776 | 0.0035256 | 0.0022035 | 0.0030673 | 0.00045833 | 0 | 0.0029404 | 0.00058526 | 0 | 0.48 | 1.4 | 0.3 | 0.5 | [64 empty] | 31.9669 | 60.1121 | 5.9905 | 40.598 | 38.4717 | 6.2302 | 0.083506 | 0.020905 | 0.10302 | 0.013379
Service sector | Hotels and Restaurants | Hotels and Restaurants | 2000 - 2010 | 1.5 | 1.5 | 0.24192 | 0.0024038 | 0.0015024 | 0.0020913 | 0.0003125 | 0 | 0.0020048 | 0.00039904 | 0 | 0.32 | 1.3 | 0.2 | 0.45 | [64 empty] | 26.3568 | 67.9266 | 5.9905 | 33.4732 | 43.473 | 6.2302 | 0.048521 | 0.016433 | 0.059555 | 0.010517
Service sector | Hotels and Restaurants | Hotels and Restaurants | Post 2010 | 0.25 | 0.25 | 0.05292 | 0.00040064 | 0.0002504 | 0.00034856 | 5.2083e-05 | 0 | 0.00033413 | 6.6506e-05 | 0 | 0.35 | 1.4 | 0.1 | 0.4 | [64 empty] | 20.7468 | 62.6288 | 5.9905 | 26.3484 | 40.0824 | 6.2302 | 0.0066843 | 0.0033143 | 0.0081446 | 0.0021212
Service sector | Other non-residential buildings | Other non-residential buildings |  |  |  |  | 0.033523 | 0.033523 | 0.020114 | 0.013409 | 0
Service sector | Other non-residential buildings | Other non-residential buildings | Before 1945 | 2.72 | 2.72 | 0.42638 | 0.0038027 | 0.00095068 | 0.0022816 | 0.0015211 | 0 | 0.0031715 | 0.00063125 | 0 | 0.7 | 3.2 | 1.1 | 1.2 | [64 empty] | 140.5831 | 79.6918 | 4.7082 | 178.5405 | 51.0028 | 4.8965 | 0.39519 | 0.033979 | 0.49895 | 0.021747
Service sector | Other non-residential buildings | Other non-residential buildings | 1945 - 1969 | 7.8 | 7.8 | 1.1945 | 0.0097146 | 0.0024286 | 0.0058288 | 0.0038858 | 0 | 0.008102 | 0.0016126 | 0 | 0.63 | 3.4 | 0.7 | 1.5 | [64 empty] | 183.9753 | 82.6803 | 4.7082 | 233.6486 | 52.9154 | 4.8965 | 1.4717 | 0.09876 | 1.8607 | 0.063206
Service sector | Other non-residential buildings | Other non-residential buildings | 1970 - 1979 | 8.06 | 8.06 | 1.2338 | 0.0052828 | 0.0013207 | 0.0031697 | 0.0021131 | 0 | 0.0044058 | 0.00087694 | 0 | 0.67 | 2.4 | 0.6 | 1 | [64 empty] | 183.9323 | 85.6687 | 4.7082 | 233.594 | 54.828 | 4.8965 | 1.5204 | 0.1057 | 1.9222 | 0.067646
Service sector | Other non-residential buildings | Other non-residential buildings | 1980 - 1989 | 7.54 | 7.54 | 1.1552 | 0.0047927 | 0.0011982 | 0.0028756 | 0.0019171 | 0 | 0.0039971 | 0.00079559 | 0 | 0.57 | 2.1 | 0.4 | 0.6 | [64 empty] | 183.8893 | 88.6572 | 4.7082 | 233.5394 | 56.7406 | 4.8965 | 1.422 | 0.10241 | 1.7978 | 0.065545
Service sector | Other non-residential buildings | Other non-residential buildings | 1990 - 1999 | 7.8 | 7.8 | 1.1945 | 0.0041776 | 0.0010444 | 0.0025066 | 0.0016711 | 0 | 0.0034842 | 0.00069349 | 0 | 0.48 | 1.4 | 0.3 | 0.5 | [64 empty] | 183.8463 | 91.6456 | 4.7082 | 233.4848 | 58.6532 | 4.8965 | 1.4707 | 0.10947 | 1.8594 | 0.07006
Service sector | Other non-residential buildings | Other non-residential buildings | 2000 - 2010 | 9.221 | 9.221 | 1.4093 | 0.004286 | 0.0010715 | 0.0025716 | 0.0017144 | 0 | 0.0035746 | 0.00071148 | 0 | 0.32 | 1.3 | 0.2 | 0.45 | [64 empty] | 183.8033 | 95.3114 | 4.7082 | 233.4302 | 60.9993 | 4.8965 | 1.7383 | 0.13433 | 2.1976 | 0.085968
Service sector | Other non-residential buildings | Other non-residential buildings | Post 2010 | 2.81 | 2.81 | 0.43999 | 0.001466 | 0.00036651 | 0.00087962 | 0.00058641 | 0 | 0.0012227 | 0.00024336 | 0 | 0.35 | 1.4 | 0.1 | 0.4 | [64 empty] | 183.3534 | 97.0628 | 4.7082 | 232.8588 | 62.1202 | 4.8965 | 0.52845 | 0.042707 | 0.66809 | 0.027332
0%
Estimated
Following information have been retrieved by experts questioning and relate to Central Europe (Austria, Belgium, Germany, Netherland, Luxembourg, France, UK and Ireland).
OFFICES
Construction materials:
Walls: in the majority of the cases CONCRETE was used and INSULATION is present in the majority of cases as well.
Windows: in the majority of the cases ALUMINIUM was used. LOW-EMITTANCE GLASS is present only in few cases.
Roofs: in the majority of the cases CONCRETE was used and INSULATION is most times present.
Floors: in the majority of the cases CONCRETE was used and INSULATION is present in the majority of cases as well.
Construction methodologies:
Walls: the most common methodology is SOLID WALL.
Windows: DOUBLE GLAZING is the most common.
Roofs: FLAT ROOF is the most common.
Floors: CONCRETE SLAB is the most common.
TRADE
Construction materials:
Walls: in the majority of the cases CONCRETE or BRICKS were used and INSULATION is present in the majority of cases as well.
Windows: in the majority of the cases ALUMINIUM and SYNTETIC/PVC were used. LOW-EMITTANCE GLASS is present only in few cases.
Roofs: in the majority of the cases CONCRETE and BRICKS were used and INSULATION is most times present.
Floors: in the majority of the cases CONCRETE was used and INSULATION is present in the majority of cases as well.
Construction methodologies:
Walls: the most common methodology is SOLID WALL.
Windows: DOUBLE GLAZING is the most common.
Roofs: FLAT ROOF is the most common.
Floors: CONCRETE SLAB is the most common.
EDUCATION
Construction materials:
Walls: in the majority of the cases CONCRETE was used and INSULATION is present in the majority of cases as well.
Windows: in the majority of the cases ALUMINIUM and SYNTETIC/PVC were used. LOW-EMITTANCE GLASS is present only in few cases.
Roofs: in the majority of the cases CONCRETE and BRICKS were used and INSULATION is most times present.
Floors: in the majority of the cases CONCRETE was used and INSULATION is present in the majority of cases as well.
Construction methodologies:
Walls: the most common methodology is SOLID WALL.
Windows: DOUBLE GLAZING is the most common.
Roofs: FLAT ROOF is the most common.
Floors: CONCRETE SLAB is the most common.
HEALTH
Construction materials:
Walls: in the majority of the cases CONCRETE was used and INSULATION is present in the majority of cases as well.
Windows: in the majority of the cases ALUMINIUM and SYNTETIC/PVC were used. LOW-EMITTANCE GLASS is present only in few cases.
Roofs: in the majority of the cases CONCRETE was used and INSULATION is most times present.
Floors: in the majority of the cases CONCRETE was used and INSULATION is present in the majority of cases as well.
Construction methodologies:
Walls: the most common methodology is SOLID WALL.
Windows: DOUBLE GLAZING is the most common.
Roofs: FLAT ROOF is the most common.
Floors: CONCRETE SLAB is the most common.
HOTELS AND RESTAURANTS
Construction materials:
Walls: in the majority of the cases CONCRETE or BRICKS were used and INSULATION is present in the majority of cases as well.
Windows: in the majority of the cases ALUMINIUM and SYNTETIC/PVC were used. LOW-EMITTANCE GLASS is present only in few cases.
Roofs: in the majority of the cases CONCRETE and BRICKS were used and INSULATION is most times present.
Floors: in the majority of the cases CONCRETE was used and INSULATION is present in the majority of cases as well.
Construction methodologies:
Walls: the most common methodology is SOLID WALL.
Windows: DOUBLE GLAZING is the most common.
Roofs: FLAT ROOF is the most common.
Floors: CONCRETE SLAB is the most common.
OTHER NON RESIDENTIAL BUILDINGS
Construction materials:
Walls: in the majority of the cases CONCRETE was used and INSULATION is present in the majority of cases as well.
Windows: in the majority of the cases ALUMINIUM and SYNTETIC/PVC were used. LOW-EMITTANCE GLASS is present only in few cases.
Roofs: in the majority of the cases CONCRETE and BRICKS were used and INSULATION is most times present.
Floors: in the majority of the cases CONCRETE was used and INSULATION is present in the majority of cases as well.
Construction methodologies:
Walls: the most common methodology is SOLID WALL.
Windows: DOUBLE GLAZING is the most common.
Roofs: FLAT ROOF is the most common.
Floors: CONCRETE SLAB is the most common.
Following information have been retrieved by experts questioning and relate to Central Europe (Austria, Belgium, Germany, Netherlands, Luxembourg, France, UK and Ireland).
OFFICES
Space heating:
The most common technologies are:
- condensing boiler, central, gas
- heat pumps, electricity.
Space cooling:
Not present in most of the cases.
DHW:
The most common thechnology is condensing boiler, central, gas.
TRADE
Space heating:
The most common technologies are:
- condensing boiler, central, gas
- heat pumps, electricity.
Space cooling:
Not present in most of the cases.
DHW:
The most common thechnology is condensing boiler, central, gas.
EDUCATION
Space heating:
The most common technologies are:
- the condensing boiler, central, gas
- heat pumps, electricity.
Space cooling:
Not present in most of the cases.
DHW:
The most common thechnology is condensing boiler, central, gas.
HEALTH
Space heating:
The most common technologies are:
- condensing boiler, central, gas
- heat pumps, electricity.
Space cooling:
Present in most of the cases.
DHW:
The most common thechnology is condensing boiler, central, gas.
HOTELS AND RESTAURANTS
Space heating:
The most common technologies are:
- condensing boiler, central, gas
- heat pumps, electricity.
Space cooling:
Not present in most of the cases.
DHW:
The most common thechnology is condensing boiler, central, gas.
OTHER NON RESIDENTIAL BUILDINGS
Space heating:
The most common technologies are:
- condensing boiler, central, gas
- heat pumps, electricity.
Space cooling:
Not present in most of the cases.
DHW:
The most common thechnology is condensing boiler, central, gas.
Following information have been retrieved by experts questioning and relate to Central Europe (Austria, Belgium, Germany, Netherland, Luxembourg, France, UK and Ireland).
OFFICES
Construction materials:
Walls: in the majority of the cases CONCRETE was used and INSULATION is present in the majority of cases as well.
Windows: in the majority of the cases ALUMINIUM was used. LOW-EMITTANCE GLASS is present only in few cases.
Roofs: in the majority of the cases CONCRETE was used and INSULATION is most times present.
Floors: in the majority of the cases CONCRETE was used and INSULATION is present in the majority of cases as well.
Construction methodologies:
Walls: the most common methodology is SOLID WALL.
Windows: DOUBLE GLAZING is the most common.
Roofs: FLAT ROOF is the most common.
Floors: CONCRETE SLAB is the most common.
TRADE
Construction materials:
Walls: in the majority of the cases CONCRETE or BRICKS were used and INSULATION is present in the majority of cases as well.
Windows: in the majority of the cases ALUMINIUM and SYNTETIC/PVC were used. LOW-EMITTANCE GLASS is present only in few cases.
Roofs: in the majority of the cases CONCRETE and BRICKS were used and INSULATION is most times present.
Floors: in the majority of the cases CONCRETE was used and INSULATION is present in the majority of cases as well.
Construction methodologies:
Walls: the most common methodology is SOLID WALL.
Windows: DOUBLE GLAZING is the most common.
Roofs: FLAT ROOF is the most common.
Floors: CONCRETE SLAB is the most common.
EDUCATION
Construction materials:
Walls: in the majority of the cases CONCRETE was used and INSULATION is present in the majority of cases as well.
Windows: in the majority of the cases ALUMINIUM and SYNTETIC/PVC were used. LOW-EMITTANCE GLASS is present only in few cases.
Roofs: in the majority of the cases CONCRETE and BRICKS were used and INSULATION is most times present.
Floors: in the majority of the cases CONCRETE was used and INSULATION is present in the majority of cases as well.
Construction methodologies:
Walls: the most common methodology is SOLID WALL.
Windows: DOUBLE GLAZING is the most common.
Roofs: FLAT ROOF is the most common.
Floors: CONCRETE SLAB is the most common.
HEALTH
Construction materials:
Walls: in the majority of the cases CONCRETE was used and INSULATION is present in the majority of cases as well.
Windows: in the majority of the cases ALUMINIUM and SYNTETIC/PVC were used. LOW-EMITTANCE GLASS is present only in few cases.
Roofs: in the majority of the cases CONCRETE was used and INSULATION is most times present.
Floors: in the majority of the cases CONCRETE was used and INSULATION is present in the majority of cases as well.
Construction methodologies:
Walls: the most common methodology is SOLID WALL.
Windows: DOUBLE GLAZING is the most common.
Roofs: FLAT ROOF is the most common.
Floors: CONCRETE SLAB is the most common.
HOTELS AND RESTAURANTS
Construction materials:
Walls: in the majority of the cases CONCRETE or BRICKS were used and INSULATION is present in the majority of cases as well.
Windows: in the majority of the cases ALUMINIUM and SYNTETIC/PVC were used. LOW-EMITTANCE GLASS is present only in few cases.
Roofs: in the majority of the cases CONCRETE and BRICKS were used and INSULATION is most times present.
Floors: in the majority of the cases CONCRETE was used and INSULATION is present in the majority of cases as well.
Construction methodologies:
Walls: the most common methodology is SOLID WALL.
Windows: DOUBLE GLAZING is the most common.
Roofs: FLAT ROOF is the most common.
Floors: CONCRETE SLAB is the most common.
OTHER NON RESIDENTIAL BUILDINGS
Construction materials:
Walls: in the majority of the cases CONCRETE was used and INSULATION is present in the majority of cases as well.
Windows: in the majority of the cases ALUMINIUM and SYNTETIC/PVC were used. LOW-EMITTANCE GLASS is present only in few cases.
Roofs: in the majority of the cases CONCRETE and BRICKS were used and INSULATION is most times present.
Floors: in the majority of the cases CONCRETE was used and INSULATION is present in the majority of cases as well.
Construction methodologies:
Walls: the most common methodology is SOLID WALL.
Windows: DOUBLE GLAZING is the most common.
Roofs: FLAT ROOF is the most common.
Floors: CONCRETE SLAB is the most common.
Following information have been retrieved by experts questioning and relate to Central Europe (Austria, Belgium, Germany, Netherlands, Luxembourg, France, UK and Ireland).
OFFICES
Space heating:
The most common technologies are:
- condensing boiler, central, gas
- heat pumps, electricity.
Space cooling:
Not present in most of the cases.
DHW:
The most common thechnology is condensing boiler, central, gas.
TRADE
Space heating:
The most common technologies are:
- condensing boiler, central, gas
- heat pumps, electricity.
Space cooling:
Not present in most of the cases.
DHW:
The most common thechnology is condensing boiler, central, gas.
EDUCATION
Space heating:
The most common technologies are:
- the condensing boiler, central, gas
- heat pumps, electricity.
Space cooling:
Not present in most of the cases.
DHW:
The most common thechnology is condensing boiler, central, gas.
HEALTH
Space heating:
The most common technologies are:
- condensing boiler, central, gas
- heat pumps, electricity.
Space cooling:
Present in most of the cases.
DHW:
The most common thechnology is condensing boiler, central, gas.
HOTELS AND RESTAURANTS
Space heating:
The most common technologies are:
- condensing boiler, central, gas
- heat pumps, electricity.
Space cooling:
Not present in most of the cases.
DHW:
The most common thechnology is condensing boiler, central, gas.
OTHER NON RESIDENTIAL BUILDINGS
Space heating:
The most common technologies are:
- condensing boiler, central, gas
- heat pumps, electricity.
Space cooling:
Not present in most of the cases.
DHW:
The most common thechnology is condensing boiler, central, gas.

## Belgium
[19 empty] | WALLS | [10 empty] | WINDOWS | [7 empty] | ROOF | [6 empty] | FLOOR | [8 empty] | SPACE HEATING | [13 empty] | SPACE COOLING |  | DHW
|  |  |  | Area |  |  |  |  | Tenure/ownership status and distribution |  |  | Occupancy |  |  | Construction features (U-values) |  |  |  | construction material |  |  |  | construction methodology | [6 empty] | construction material |  |  | construction methodology |  |  |  |  | construction material | [6 empty] | construction material |  |  |  | construction methodology |  |  |  |  | individual | central | district heating | boiler |  | combined | stove | electric heating | heat pump | fossil fuels |  |  | electricity | biomass | no space cooling | space cooling | individual | central | district heating | boiler |  | Combined | Solar collectors | heat pump | fossil fuels |  |  | electricity | biomass | Useful energy demand |  |  | Final energy consumption |  |  | Total useful energy demand |  | Total final energy consumption
Sector | Subsector | Building type | Buidling age class | Covered area: constructed [Mm²] | Covered area: heated [Mm²] | Covered area: cooled [Mm²] | Number of dwellings/units [Mil.] | Number of buildings [Mil.] | Owner occupied - dwellings/units [Mil.] | Private rented - dwellings/units [Mil.] | Social housing - dwellings/units [Mil.] | Occupied [Mil.] | Vacant [Mil.] | Secondary dwellings/ units and others [Mil.] | Walls | Windows | Roof | Floor | brick | concrete | wood | other | solid wall |  | cavity wall |  | honeycomb bricks / hollow blocks wall |  | other | wood | synthetic / pvc | aluminium | single glazing | double glazing |  | triple glazing |  | wood | concrete | concrete + bricks | tilted roof |  | flat roof |  | wood | concrete | concrete + bricks | other | concrete slab |  | wooden floor (rafters + boards) |  | other |  |  |  | non-condensing | condensing |  |  |  |  | solid | liquid | gas | [7 empty] | non-condensing | condensing |  |  |  | solid | liquid | gas |  |  | Space heating [kWh/m² year] | Space cooling [kWh/m² year] | Domestic hot water [kWh/m² year] | Space heating [kWh/m² year] | Space cooling [kWh/m² year] | Domestic hot water [kWh/m² year] | Space heating+Domestic hot water [TWh/year] | Space cooling [TWh/year] | Space heating+Domestic hot water [TWh/year] | Space cooling [TWh/year]
|  |  |  | 65.0205 | [19 empty] | insulation |  | insulation |  | insulation | [6 empty] | low-e |  | low-e |  |  |  |  | insulation |  | insulation | [5 empty] | insulation |  | insulation
Residential sector | Total | Total |  | 415.6999 |  |  | 6.3934 | 2.215 | 4.6032 | 1.2339 | 0.55622 | 0.46182 | 5.9315
Residential sector | Total | Total | Before 1945 | 51.4597 | 48.8201 | 2.0764 | 0.67769 | 0.305 | 0.48794 | 0.13079 | 0.058959 | 0.5377 | 0.059291 | 0.080695 | 2.0504 | 5 | 2.9551 | 0.70222 | 100% |  |  |  | 100% | [6 empty] | 100% |  |  | 100% |  |  |  |  | 26.14% | 73.86% |  | 26.14% |  | 73.86% |  |  | 7.18% |  | 92.82% | 7.18% |  |  |  | 92.82% | Most widespread technology | [5 empty] | Most widespread technology |  |  |  | Widespread fuel | Widespread fuel |  |  | Most widespread technology |  | Widespread technology | Widespread technology |  | Most widespread technology | [6 empty] | Widespread fuel | Widespread fuel |  | 251.7052 | 29.9086 | 15.3985 | 312.7941 | 10.7521 | 30.7969 | 13.0807 | 0.062102 | 16.8554 | 0.022326 | 51.4597 | 26.14% | 66.68% | 7.18% | 100% |  | 1.026% | 0.4369% | 2.742% | 0.5382%
Residential sector | Total | Total | 1945 - 1969 | 63.1194 | 59.8816 | 1.4457 | 0.97146 | 0.37 | 0.69945 | 0.18749 | 0.084517 | 0.72617 | 0.10509 | 0.1402 | 1.7 | 4.7617 | 3.3921 | 2.193 | 100% | [5 empty] | 100% |  |  |  |  | 100% |  |  | 100% |  |  |  |  | 60.39% | 39.61% |  | 60.39% |  | 39.61% |  |  | 100% |  |  | 100% |  |  |  |  | Most widespread technology | [5 empty] | Most widespread technology |  |  |  | Less widespread fuel | Most widespread fuel |  |  | Most widespread technology |  | Widespread technology | Widespread technology |  | Most widespread technology | [6 empty] | Most widespread fuel |  |  | 209.9039 | 61.437 | 16.0987 | 260.8476 | 22.0866 | 32.1974 | 13.5855 | 0.088817 | 17.6523 | 0.03193 | 63.1194 | 6.741% | 53.65% | 39.61% | 100% |  | 1.344% | 0.1671% | 2.742% | 3.105%
Residential sector | Total | Total | 1970 - 1979 | 69.2297 | 65.6786 | 1.6964 | 1.1072 | 0.28 | 0.79719 | 0.21369 | 0.096327 | 0.81102 | 0.12643 | 0.16976 | 1.3388 | 4.2828 | 0.85 | 0.76772 | 51.6% | 48.4% |  |  |  |  | 100% |  |  |  |  | 2.152% |  | 97.85% |  | 100% |  |  |  | 51.6% | 48.4% |  | 51.6% | 51.6% | 48.4% | 48.4% |  | 100% |  |  | 100% | 100% |  |  |  | Most widespread technology | [5 empty] | Most widespread technology |  |  |  | Less widespread fuel | Most widespread fuel |  |  | Most widespread technology |  | Widespread technology | Widespread technology |  | Most widespread technology | [6 empty] | Most widespread fuel |  |  | 185.3082 | 33.9176 | 16.2644 | 230.2825 | 12.1934 | 32.5288 | 13.2968 | 0.057536 | 17.3766 | 0.020684 | 69.2297 | 2.152% | 49.45% | 48.4% | 100% |  | 1.951% | 0.08549% | 2.517% | 4.866%
Residential sector | Total | Total | 1980 - 1989 | 57.8745 | 54.9058 | 1.6356 | 0.96038 | 0.25 | 0.69147 | 0.18535 | 0.083553 | 0.70216 | 0.11021 | 0.148 | 1.4002 | 3.8876 | 0.91917 | 0.90774 | 42.83% | 57.17% |  |  |  |  | 100% |  |  |  |  | 1.589% |  | 98.41% |  | 100% |  |  |  | 42.83% | 57.17% |  | 42.83% | 42.83% | 57.17% | 57.17% |  | 100% |  |  | 100% | 100% |  |  |  | Widespread technology | Widespread technology |  | Most widespread technology |  |  | Less widespread technology |  |  |  | Less widespread fuel | Most widespread fuel |  |  | Most widespread technology |  | Most widespread technology | Less widespread technology |  | Less widespread technology | Most widespread technology |  |  |  |  | Widespread fuel | Most widespread fuel |  |  | 170.117 | 20.1732 | 16.2847 | 211.4044 | 7.2523 | 32.5694 | 10.2829 | 0.032996 | 13.4923 | 0.011862 | 57.8745 | 1.589% | 41.24% | 57.17% | 100% |  | 1.796% | 0.05962% | 3.067% | 6.115%
Residential sector | Total | Total | 1990 - 1999 | 60.2061 | 57.1178 | 1.7224 | 0.931 | 0.3 | 0.67032 | 0.17968 | 0.080997 | 0.69092 | 0.10219 | 0.13789 | 0.70167 | 3.4616 | 0.45767 | 0.51054 | 100% | [5 empty] | 100% | 100% | [5 empty] | 100% |  | 100% |  |  |  | 59.33% | 40.67% |  | 59.33% | 59.33% | 40.67% | 40.67% |  | 100% |  |  | 100% | 100% |  |  |  | Widespread technology | Widespread technology |  | Widespread technology | Widespread technology | [6 empty] | Most widespread fuel |  |  |  | Most widespread technology | Most widespread technology | Less widespread technology |  |  | Most widespread technology |  |  |  |  | Widespread fuel | Widespread fuel |  |  | 102.918 | 22.4986 | 16.1574 | 127.8962 | 8.0883 | 32.3148 | 6.8512 | 0.038752 | 9.2507 | 0.013931 | 60.2061 | 5.115% | 54.22% | 40.67% | 100% |  | 2.079% | 0.2432% | 2.097% | 5.902%
Residential sector | Total | Total | 2000 - 2010 | 67.136 | 63.6923 | 2.0052 | 1.0066 | 0.43 | 0.72477 | 0.19428 | 0.087576 | 0.78378 | 0.094243 | 0.1286 | 0.4 | 2 | 0.3 | 0.37101 | 100% | [5 empty] | 100% | 100% | [5 empty] | 100% |  | 100% | 100% |  |  | 16.83% | 83.17% |  | 16.83% | 16.83% | 83.17% | 83.17% |  | 100% |  |  | 100% | 100% |  |  |  | Widespread technology | Widespread technology |  | Widespread technology | Widespread technology | [6 empty] | Most widespread fuel |  |  |  | Most widespread technology | Most widespread technology | Less widespread technology |  |  | Most widespread technology |  |  |  |  | Widespread fuel | Widespread fuel |  |  | 109.0409 | 17.0024 | 15.7344 | 135.5051 | 6.1124 | 31.4688 | 8.0014 | 0.034093 | 10.7433 | 0.012256 | 67.136 | 16.83% | 49.36% | 33.81% | 100% |  | 2.027% | 0.7035% | 2.688% | 4.833%
Residential sector | Total | Total | Post 2010 | 46.6745 | 44.2803 | 1.6596 | 0.739 | 0.28 | 0.53208 | 0.14263 | 0.064293 | 0.56417 | 0.073727 | 0.10111 | 0.23 | 1.7 | 0.21 | 0.21 | 100% | [5 empty] | 100% | 100% |  |  |  |  | 100% |  |  | 100% | 100% |  |  | 10.49% | 89.51% |  | 10.49% | 10.49% | 89.51% | 89.51% |  | 100% |  |  | 100% | 100% |  |  |  | Widespread technology | Widespread technology |  | Widespread technology | Widespread technology | [6 empty] | Most widespread fuel |  |  |  | Most widespread technology | Most widespread technology | Less widespread technology |  |  | Most widespread technology |  |  |  |  | Widespread fuel | Widespread fuel |  |  | 82.2858 | 4.5207 | 15.9635 | 102.2566 | 1.6252 | 31.9269 | 4.3887 | 0.0075027 | 6.0181 | 0.0026972 | 46.6745 | 10.49% | 43.45% | 46.06% | 100% |  | 1.978% | 0.528% | 2.682% | 10.17%
Residential sector | Single family- Terraced houses | Single family- Terraced houses |  | 39.3884 |  |  | 0.73413 | 0.6 | 0.52857 | 0.14169 | 0.063869
Residential sector | Single family- Terraced houses | Single family- Terraced houses | Before 1945 | 13.4497 | 12.7598 | 0.82698 | 0.1837 | 0.15 | 0.13226 | 0.035454 | 0.015982 | 0.17951 | 0.001 | 0.0031868 | 1.765 | 5 | 1.415 | 0.765 | 100% |  |  |  | 100% | [6 empty] | 100% |  |  | 100% |  |  |  |  | 100% |  |  | 100% | [6 empty] | 100% |  |  |  |  | 100% | Most widespread technology | [5 empty] | Most widespread technology |  |  |  | Most widespread fuel |  |  |  | Most widespread technology |  | Most widespread technology |  |  | Most widespread technology | [7 empty] | Most widespread fuel |  | 410.8988 | 29.9086 | 12.7316 | 510.624 | 10.7521 | 25.4633 | 5.4142 | 0.024734 | 6.8579 | 0.0088917
Residential sector | Single family- Terraced houses | Single family- Terraced houses | 1945 - 1969 | 4.255 | 4.0367 | 0.19625 | 0.08932 | 0.05 | 0.06431 | 0.017239 | 0.0077708 | 0.087284 | 0.001 | 0.0010358 | 1.7 | 4.25 | 1.9 | 0.68 | 100% | [5 empty] | 100% |  |  |  |  | 100% |  |  | 100% |  |  |  |  | 100% |  |  | 100% |  |  |  |  | 100% |  |  | 100% |  |  |  |  | Most widespread technology | [5 empty] | Most widespread technology |  |  |  | Most widespread fuel |  |  |  | Most widespread technology |  | Widespread technology | Widespread technology |  | Most widespread technology | [6 empty] | Most widespread fuel |  |  | 410.8988 | 42.4701 | 12.7316 | 510.624 | 15.268 | 25.4633 | 1.7129 | 0.0083349 | 2.1696 | 0.0029964
Residential sector | Single family- Terraced houses | Single family- Terraced houses | 1970 - 1979 | 1.4897 | 1.4133 | 0.4183 | 0.036601 | 0.03 | 0.026353 | 0.007064 | 0.0031843 | 0.035767 | 0.0001 | 0.00073421 | 1 | 3.5 | 0.85 | 0.85 | 100% | [5 empty] | 100% |  |  |  |  | 100% |  |  |  | 100% |  |  |  | 100% |  |  | 100% | 100% |  |  |  | 100% |  |  | 100% | 100% |  |  |  | Most widespread technology | [5 empty] | Most widespread technology |  |  |  | Most widespread fuel |  |  |  | Most widespread technology |  | Widespread technology | Widespread technology |  | Most widespread technology | [6 empty] | Most widespread fuel |  |  | 333.0544 | 33.9761 | 12.7316 | 413.8867 | 12.2144 | 25.4633 | 0.48968 | 0.014212 | 0.62288 | 0.0051093
Residential sector | Single family- Terraced houses | Single family- Terraced houses | 1980 - 1989 | 0.91973 | 0.87255 | 0.3987 | 0.027224 | 0.02 | 0.019601 | 0.0052542 | 0.0023685 | 0.026604 | 0.0001 | 0.00052049 | 1 | 3.12 | 0.72 | 0.72 | 100% | [5 empty] | 100% |  |  |  |  | 100% |  |  |  | 100% |  |  |  | 100% |  |  | 100% | 100% |  |  |  | 100% |  |  | 100% | 100% |  |  |  | Most widespread technology | [5 empty] | Most widespread technology |  |  |  | Most widespread fuel |  |  |  | Most widespread technology |  | Widespread technology | Widespread technology |  | Most widespread technology | [5 empty] | Widespread fuel | Widespread fuel |  |  | 255.21 | 30.2387 | 12.7316 | 317.1495 | 10.8708 | 25.4633 | 0.23439 | 0.012056 | 0.30015 | 0.0043342
Residential sector | Single family- Terraced houses | Single family- Terraced houses | 1990 - 1999 | 3.0797 | 2.9218 | 0.473 | 0.065805 | 0.05 | 0.04738 | 0.0127 | 0.005725 | 0.064305 | 0.0001 | 0.0013998 | 0.6 | 2.75 | 0.6 | 0.6 | 100% | [5 empty] | 100% | 100% | [5 empty] | 100% |  | 100% |  |  |  | 100% |  |  | 100% | 100% |  |  |  | 100% |  |  | 100% | 100% |  |  |  |  | Most widespread technology |  | Most widespread technology | [7 empty] | Most widespread fuel |  |  |  | Most widespread technology | Widespread technology | Widespread technology |  |  | Most widespread technology |  |  |  |  | Widespread fuel | Widespread fuel |  |  | 112.8809 | 27.8196 | 12.7316 | 140.2771 | 10.0012 | 25.4633 | 0.36902 | 0.013159 | 0.48827 | 0.0047306
Residential sector | Single family- Terraced houses | Single family- Terraced houses | 2000 - 2010 | 11.2997 | 10.7201 | 0.75577 | 0.21643 | 0.2 | 0.15583 | 0.041771 | 0.018829 | 0.2115 | 0.001 | 0.0039329 | 0.4 | 2 | 0.3 | 0.3 | 100% | [5 empty] | 100% | 100% | [5 empty] | 100% |  | 100% | 100% |  |  | 100% |  |  | 100% | 100% |  |  |  | 100% |  |  | 100% | 100% |  |  |  |  | Most widespread technology |  | Most widespread technology | [7 empty] | Most widespread fuel |  |  |  | Most widespread technology | Widespread technology | Widespread technology |  |  | Most widespread technology |  |  |  |  | Widespread fuel | Widespread fuel |  |  | 195.6152 | 23.0903 | 12.7316 | 243.091 | 8.301 | 25.4633 | 2.2409 | 0.017451 | 2.8937 | 0.0062736
Residential sector | Single family- Terraced houses | Single family- Terraced houses | Post 2010 | 4.8947 | 4.6436 | 0.53544 | 0.11505 | 0.1 | 0.082834 | 0.022204 | 0.010009 | 0.11243 | 0.0001 | 0.0025222 | 0.23 | 1.7 | 0.21 | 0.21 | 100% | [5 empty] | 100% | 100% |  |  |  |  | 100% |  |  | 100% | 100% |  |  | 100% |  |  | 100% | 100% |  |  |  | 100% |  |  | 100% | 100% |  |  |  |  | Most widespread technology |  | Most widespread technology | [7 empty] | Most widespread fuel |  |  |  | Most widespread technology | Widespread technology | Widespread technology |  |  | Most widespread technology |  |  |  |  | Widespread fuel | Widespread fuel |  |  | 96.1594 | 19.494 | 12.7316 | 119.4973 | 7.0081 | 25.4633 | 0.50885 | 0.010438 | 0.67954 | 0.0037524
Residential sector | Multifamily houses | Multifamily houses |  | 444.9731 |  |  | 4.5359 | 1.42 | 3.2658 | 0.87542 | 0.39462 | 0.46182 | 0.17482
Residential sector | Multifamily houses | Multifamily houses | Before 1945 | 34.315 | 32.5548 | 1.2303 | 0.46868 | 0.15 | 0.33745 | 0.090455 | 0.040775 | 0.33998 | 0.055304 | 0.073393 | 2.2 | 5 | 3.5 | 0.68 | 100% |  |  |  | 100% | [6 empty] | 100% |  |  | 100% | [5 empty] | 100% |  |  |  | 100% |  |  |  |  | 100% |  |  |  |  | 100% | Most widespread technology | [5 empty] | Most widespread technology |  |  |  |  | Most widespread fuel |  |  | Most widespread technology |  | Widespread technology | Widespread technology |  | Most widespread technology | [6 empty] | Most widespread fuel |  |  | 195.375 | 29.9086 | 16.3421 | 242.7926 | 10.7521 | 32.6842 | 6.9212 | 0.036797 | 9.0256 | 0.013229
Residential sector | Multifamily houses | Multifamily houses | 1945 - 1969 | 33.8644 | 32.1273 | 1.2148 | 0.71087 | 0.3 | 0.51183 | 0.1372 | 0.061846 | 0.51567 | 0.083883 | 0.11132 | 1.7 | 4.65 | 3.5 | 3.5 | 100% | [5 empty] | 100% |  |  |  |  | 100% |  |  | 100% |  |  |  |  | 100% |  |  | 100% |  |  |  |  | 100% |  |  | 100% |  |  |  |  | Most widespread technology | [5 empty] | Most widespread technology |  |  |  |  | Most widespread fuel |  |  | Most widespread technology |  | Widespread technology | Widespread technology |  | Most widespread technology | [6 empty] | Most widespread fuel |  |  | 195.375 | 62.808 | 16.3421 | 242.7926 | 22.5795 | 32.6842 | 6.8303 | 0.0763 | 8.9071 | 0.02743
Residential sector | Multifamily houses | Multifamily houses | 1970 - 1979 | 34.2325 | 32.4765 | 1.2275 | 0.84105 | 0.22 | 0.60556 | 0.16232 | 0.073172 | 0.6101 | 0.099244 | 0.1317 | 1 | 4.3 | 0.85 | 0.85 | 100% | [5 empty] | 100% | [6 empty] | 100% |  | 100% |  |  |  | 100% |  |  | 100% | 100% |  |  |  | 100% |  |  | 100% | 100% |  |  |  | Most widespread technology | [5 empty] | Most widespread technology |  |  |  |  | Most widespread fuel |  |  | Most widespread technology |  | Widespread technology | Widespread technology |  | Most widespread technology | [6 empty] | Most widespread fuel |  |  | 182.059 | 33.9163 | 16.3421 | 226.2447 | 12.1929 | 32.6842 | 6.4721 | 0.041632 | 8.4665 | 0.014967
Residential sector | Multifamily houses | Multifamily houses | 1980 - 1989 | 23.8672 | 22.6429 | 1.1881 | 0.70647 | 0.19 | 0.50866 | 0.13635 | 0.061463 | 0.51248 | 0.083364 | 0.11063 | 1 | 3.9 | 1.3 | 1.3 | 100% | [5 empty] | 100% | [6 empty] | 100% |  | 100% |  |  |  | 100% |  |  | 100% | 100% |  |  |  | 100% |  |  | 100% | 100% |  |  |  | Widespread technology | Widespread technology |  | Most widespread technology | [7 empty] | Most widespread fuel |  |  | Most widespread technology |  | Widespread technology | Widespread technology |  |  | Most widespread technology |  |  |  |  | Widespread fuel | Widespread fuel |  |  | 168.7429 | 20.0106 | 16.3421 | 209.6968 | 7.1938 | 32.6842 | 4.2109 | 0.023774 | 5.5282 | 0.0085469
Residential sector | Multifamily houses | Multifamily houses | 1990 - 1999 | 32.6414 | 30.9671 | 1.1891 | 0.69745 | 0.21 | 0.50217 | 0.13461 | 0.060678 | 0.50594 | 0.082299 | 0.10922 | 0.6 | 3.5 | 0.45 | 0.45 | 100% | [5 empty] | 100% | 100% | [5 empty] | 100% |  | 100% |  |  |  | 100% |  |  | 100% | 100% |  |  |  | 100% |  |  | 100% | 100% |  |  |  | Widespread technology | Widespread technology |  | Most widespread technology | [7 empty] | Most widespread fuel |  |  |  | Most widespread technology | Most widespread technology |  |  |  | Most widespread technology |  |  |  |  | Widespread fuel | Widespread fuel |  |  | 102.3809 | 22.2118 | 16.3421 | 127.2287 | 7.9851 | 32.6842 | 3.7039 | 0.026412 | 5.0068 | 0.0094952
Residential sector | Multifamily houses | Multifamily houses | 2000 - 2010 | 33.1363 | 31.4366 | 1.1898 | 0.63468 | 0.2 | 0.45697 | 0.12249 | 0.055217 | 0.4604 | 0.074892 | 0.099388 | 0.4 | 2 | 0.3 | 0.3 | 100% | [5 empty] | 100% | 100% | [5 empty] | 100% |  | 100% | 100% |  |  |  | 100% |  |  |  | 100% | 100% |  | 100% |  |  | 100% | 100% |  |  |  | Widespread technology | Widespread technology |  | Most widespread technology | [7 empty] | Most widespread fuel |  |  |  | Most widespread technology | Most widespread technology |  |  |  | Most widespread technology |  |  |  |  | Widespread fuel | Widespread fuel |  |  | 91.5207 | 15.7704 | 16.3421 | 113.7327 | 5.6694 | 32.6842 | 3.4186 | 0.018763 | 4.6584 | 0.0067453
Residential sector | Multifamily houses | Multifamily houses | Post 2010 | 20.2797 | 19.2395 | 1.0647 | 0.47666 | 0.15 | 0.3432 | 0.091996 | 0.04147 | 0.34577 | 0.056246 | 0.074643 | 0.23 | 1.7 | 0.21 | 0.21 | 100% | [5 empty] | 100% | 100% |  |  |  |  | 100% |  |  | 100% | 100% |  |  |  | 100% |  |  |  | 100% | 100% |  | 100% |  |  | 100% | 100% |  |  |  | Widespread technology | Widespread technology |  | Most widespread technology | [7 empty] | Most widespread fuel |  |  |  | Most widespread technology | Most widespread technology |  |  |  | Most widespread technology |  |  |  |  | Widespread fuel | Widespread fuel |  |  | 80.6604 | 2.7665 | 16.3421 | 100.2367 | 0.99457 | 32.6842 | 1.8833 | 0.0029455 | 2.5913 | 0.0010589
Residential sector | Appartment blocks | Appartment blocks |  | -109.7492 |  |  | 1.1234 | 0.195 | 0.80882 | 0.21681 | 0.097733 | 0.80818 | 0.31518
Residential sector | Appartment blocks | Appartment blocks | Before 1945 | 3.695 | 3.5055 | 0.019092 | 0.025314 | 0.005 | 0.018226 | 0.0048856 | 0.0022023 | 0.018212 | 0.002987 | 0.0041153 | 1.7 | 5 | 3.5 | 0.68 | 100% |  |  |  | 100% | [6 empty] | 100% |  |  | 100% | [5 empty] | 100% |  |  |  | 100% |  |  | 100% |  |  | 100% |  |  |  |  | Most widespread technology | [5 empty] | Most widespread technology |  |  |  |  | Most widespread fuel |  |  | Most widespread technology |  | Most widespread technology |  |  | Most widespread technology | [6 empty] | Most widespread fuel |  |  | 195.375 | 29.9086 | 16.3421 | 242.7926 | 10.7521 | 32.6842 | 0.74526 | 0.00057101 | 0.97187 | 0.00020528
Residential sector | Appartment blocks | Appartment blocks | 1945 - 1969 | 25 | 23.7176 | 0.034593 | 0.17127 | 0.02 | 0.12331 | 0.033055 | 0.014901 | 0.12322 | 0.02021 | 0.027844 | 1.7 | 5 | 3.5 | 0.68 | 100% | [5 empty] | 100% |  |  |  |  | 100% |  |  | 100% | [5 empty] | 100% |  |  |  | 100% |  |  | 100% |  |  | 100% |  |  |  |  | Most widespread technology | [5 empty] | Most widespread technology |  |  |  |  | Most widespread fuel |  |  | Most widespread technology |  | Most widespread technology |  |  | Most widespread technology | [6 empty] | Most widespread fuel |  |  | 195.375 | 62.808 | 16.3421 | 242.7926 | 22.5795 | 32.6842 | 5.0424 | 0.0021727 | 6.5756 | 0.0007811
Residential sector | Appartment blocks | Appartment blocks | 1970 - 1979 | 33.5075 | 31.7887 | 0.050568 | 0.22955 | 0.03 | 0.16528 | 0.044304 | 0.019971 | 0.16515 | 0.027087 | 0.037319 | 1.7 | 4.3 | 0.85 | 0.68 |  | 100% |  |  |  |  | 100% | [6 empty] | 100% |  | 100% |  |  |  |  | 100% |  |  |  | 100% | 100% |  | 100% |  |  | 100% | 100% |  |  |  | Most widespread technology | [5 empty] | Most widespread technology |  |  |  |  | Most widespread fuel |  |  | Most widespread technology |  | Most widespread technology |  |  | Most widespread technology | [6 empty] | Most widespread fuel |  |  | 182.059 | 33.9163 | 16.3421 | 226.2447 | 12.1929 | 32.6842 | 6.335 | 0.0017151 | 8.2872 | 0.00061657
Residential sector | Appartment blocks | Appartment blocks | 1980 - 1989 | 33.0875 | 31.3903 | 0.048848 | 0.22668 | 0.04 | 0.16321 | 0.043749 | 0.019721 | 0.16308 | 0.026748 | 0.036851 | 1.7 | 3.9 | 0.65 | 0.63 |  | 100% |  |  |  |  | 100% | [6 empty] | 100% |  | 100% |  |  |  |  | 100% |  |  |  | 100% | 100% |  | 100% |  |  | 100% | 100% |  |  |  | Widespread technology | Widespread technology |  | Most widespread technology | [7 empty] | Most widespread fuel |  |  | Most widespread technology |  | Most widespread technology |  |  |  | Most widespread technology | [5 empty] | Most widespread fuel |  |  | 168.7429 | 20.0106 | 16.3421 | 209.6968 | 7.1938 | 32.6842 | 5.8376 | 0.00097748 | 7.6639 | 0.0003514
Residential sector | Appartment blocks | Appartment blocks | 1990 - 1999 | 24.485 | 23.229 | 0.060302 | 0.16774 | 0.04 | 0.12077 | 0.032374 | 0.014594 | 0.12068 | 0.019794 | 0.02727 | 0.85 | 3.5 | 0.45 | 0.58 | 100% | [5 empty] | 100% | 100% | [5 empty] | 100% |  | 100% |  |  |  |  | 100% |  |  |  | 100% | 100% |  | 100% |  |  | 100% | 100% |  |  |  | Widespread technology | Widespread technology |  |  | Most widespread technology | [6 empty] | Most widespread fuel |  |  |  | Most widespread technology | Most widespread technology |  |  |  | Most widespread technology | [5 empty] | Most widespread fuel |  |  | 102.3809 | 22.2118 | 16.3421 | 127.2287 | 7.9851 | 32.6842 | 2.7783 | 0.0013394 | 3.7557 | 0.00048152
Residential sector | Appartment blocks | Appartment blocks | 2000 - 2010 | 22.7 | 21.5356 | 0.059639 | 0.15551 | 0.03 | 0.11197 | 0.030014 | 0.01353 | 0.11188 | 0.018351 | 0.025282 | 0.4 | 2 | 0.3 | 0.51 | 100% | [5 empty] | 100% | 100% | [5 empty] | 100% |  | 100% | 100% |  |  |  | 100% |  |  |  | 100% | 100% |  | 100% |  |  | 100% | 100% |  |  |  | Widespread technology | Widespread technology |  |  | Most widespread technology | [6 empty] | Most widespread fuel |  |  |  | Most widespread technology | Most widespread technology |  |  |  | Most widespread technology | [5 empty] | Most widespread fuel |  |  | 91.5207 | 15.7704 | 16.3421 | 113.7327 | 5.6694 | 32.6842 | 2.3419 | 0.00094054 | 3.1912 | 0.00033812
Residential sector | Appartment blocks | Appartment blocks | Post 2010 | 21.5 | 20.3971 | 0.059512 | 0.14729 | 0.03 | 0.10605 | 0.028428 | 0.012814 | 0.10597 | 0.017381 | 0.023945 | 0.23 | 1.7 | 0.21 | 0.21 | 100% | [5 empty] | 100% | 100% |  |  |  |  | 100% |  |  | 100% | 100% |  |  |  | 100% |  |  |  | 100% | 100% |  | 100% |  |  | 100% | 100% |  |  |  | Widespread technology | Widespread technology |  |  | Most widespread technology | [6 empty] | Most widespread fuel |  |  |  | Most widespread technology | Most widespread technology |  |  |  | Most widespread technology | [5 empty] | Most widespread fuel |  |  | 80.6604 | 2.7665 | 16.3421 | 100.2367 | 0.99457 | 32.6842 | 1.9966 | 0.00016464 | 2.7473 | 5.9189e-05
Service sector | Total | Total |  |  |  |  | 1.1734 | 0.15561 | 0.55698 | 0.61252 | 0
Service sector | Total | Total | Before 1945 | 62.35 | 62.35 | 8.8668 | 0.43117 | 0.063601 | 0.20464 | 0.22438 | 0 | 0.37954 | 0.051625 | 0 | 1.9 | 4.5 | 2 | 0.8 | [64 empty] | 175.523 | 73.8837 | 7.685 | 205.362 | 28.8146 | 15.37 | 11.423 | 0.65511 | 13.8826 | 0.25549 | 62.35 | 27.11% | 23.05% | 21.12% | 5.934% | 12.08% | 10.71% | 100% |  | 4.017% | 3.561% | 0.5996% | 3.309% | 4.91% | 2.609%
Service sector | Total | Total | 1945 - 1969 | 18.3 | 18.3 | 2.944 | 0.18221 | 0.019812 | 0.087915 | 0.094029 | 0 | 0.1623 | 0.019911 | -6.9389e-17 | 1.8 | 4.6 | 2 | 0.9 | [64 empty] | 166.6463 | 73.3659 | 7.3368 | 194.9762 | 28.6127 | 14.6737 | 3.1839 | 0.21599 | 3.8366 | 0.084236 | 18.3 | 64.43% | 11.91% | 10.82% | 2.24% | 5.683% | 4.918% | 100% |  | 2.804% | 1.008% | 0.1272% | 0.5916% | 0.8662% | 0.5267%
Service sector | Total | Total | 1970 - 1979 | 4.63 | 4.63 | 0.81037 | 0.048049 | 0.005292 | 0.023211 | 0.024776 | 0 | 0.042811 | 0.0052384 | 0 | 1.75 | 4.2 | 2.2 | 1 | [64 empty] | 157.3555 | 73.6229 | 7.5598 | 184.1059 | 28.7129 | 15.1197 | 0.76356 | 0.059662 | 0.92241 | 0.023268 | 4.63 | 68.03% | 11.45% | 10.15% | 4.32% | 3.456% | 2.592% | 100% |  | 1.587% | 0.4224% | 0.08324% | 0.552% | 0.2544% | 0.1165%
Service sector | Total | Total | 1980 - 1989 | 17.66 | 17.66 | 2.6327 | 0.13294 | 0.017103 | 0.062119 | 0.070411 | 0 | 0.11674 | 0.016204 | 2.7756e-17 | 1.7 | 3.8 | 1.2 | 0.9 | [64 empty] | 169.1406 | 80.1273 | 7.9844 | 197.8945 | 31.2496 | 15.9689 | 3.128 | 0.21095 | 3.7768 | 0.08227 | 17.66 | 23.22% | 32.45% | 15.23% | 6.059% | 9.06% | 13.99% | 100% |  | 1.595% | 2.377% | 0.2569% | 1.804% | 1.634% | 1.684%
Service sector | Total | Total | 1990 - 1999 | 20.77 | 20.77 | 3.0872 | 0.16137 | 0.021208 | 0.07622 | 0.084698 | 0 | 0.14224 | 0.019127 | 0 | 1.3 | 3.7 | 0.9 | 0.8 | [64 empty] | 129.5592 | 72.5499 | 7.9369 | 151.5842 | 28.2945 | 15.8738 | 2.8558 | 0.22398 | 3.4781 | 0.08735 | 20.77 | 31.68% | 25.81% | 14.44% | 5.729% | 10.88% | 11.46% | 100% |  | 2.577% | 2.258% | 0.3048% | 1.871% | 2.224% | 1.598%
Service sector | Total | Total | 2000 - 2010 | 24.34 | 24.34 | 3.5834 | 0.18125 | 0.024712 | 0.085132 | 0.095544 | 0 | 0.15932 | 0.021935 | -5.2042e-17 | 0.8 | 2.3 | 0.7 | 0.7 | [64 empty] | 145.9957 | 76.6254 | 8.0959 | 170.815 | 29.8839 | 16.1918 | 3.7506 | 0.27458 | 4.5517 | 0.10709 | 24.34 | 25.47% | 29.17% | 15.53% | 7.19% | 10.02% | 12.61% | 100% |  | 2.611% | 2.632% | 0.418% | 2.819% | 2.372% | 2.019%
Service sector | Total | Total | Post 2010 | 3.37 | 3.37 | 0.50179 | 0.036445 | 0.0038779 | 0.017745 | 0.018686 | 0 | 0.032606 | 0.003839 | 0 | 0.4 | 2.5 | 0.3 | 0.5 | [64 empty] | 119.8441 | 54.155 | 7.4772 | 140.2176 | 21.1204 | 14.9545 | 0.42907 | 0.027174 | 0.52293 | 0.010598 | 3.37 | 81.6% | 2.077% | 5.341% | 2.967% | 3.858% | 4.154% | 100% |  | 1.984% | 0.05074% | 0.03926% | 0.454% | 0.3198% | 0.1874%
Service sector | Offices | Offices |  |  |  |  | 0.65251 | 0.056306 | 0.31868 | 0.33382 | 0
Service sector | Offices | Offices | Before 1945 | 16.9 | 16.9 | 2.3825 | 0.21425 | 0.01818 | 0.10464 | 0.10961 | 0 | 0.19207 | 0.022175 | 0 | 1.9 | 4.5 | 2 | 0.8 | [64 empty] | 158.4711 | 73.8837 | 7.1992 | 185.4112 | 28.8146 | 14.3984 | 2.7998 | 0.16602 | 3.4968 | 0.06865
Service sector | Offices | Offices | 1945 - 1969 | 11.79 | 11.79 | 1.8723 | 0.14947 | 0.013298 | 0.073 | 0.076467 | 0 | 0.134 | 0.01547 | 0 | 1.8 | 4.6 | 2 | 0.9 | [64 empty] | 158.4711 | 68.7118 | 7.1992 | 185.4112 | 26.7976 | 14.3984 | 1.9533 | 0.12865 | 2.3558 | 0.050174
Service sector | Offices | Offices | 1970 - 1979 | 3.15 | 3.15 | 0.47121 | 0.039934 | 0.0035591 | 0.019504 | 0.02043 | 0 | 0.035801 | 0.0041332 | 0 | 1.75 | 4.2 | 2.2 | 1 | [64 empty] | 151.75 | 69.3989 | 7.1992 | 177.5474 | 27.0656 | 14.3984 | 0.50069 | 0.032701 | 0.60463 | 0.012754
Service sector | Offices | Offices | 1980 - 1989 | 4.1 | 4.1 | 0.58102 | 0.051977 | 0.0043487 | 0.025386 | 0.026592 | 0 | 0.046598 | 0.0053797 | 0 | 1.7 | 3.8 | 1.2 | 0.9 | [64 empty] | 145.0288 | 63.8495 | 7.1992 | 169.6837 | 24.9013 | 14.3984 | 0.62413 | 0.037098 | 0.75474 | 0.014468
Service sector | Offices | Offices | 1990 - 1999 | 6.58 | 6.58 | 0.94798 | 0.083417 | 0.0071638 | 0.040741 | 0.042676 | 0 | 0.074784 | 0.0086337 | 0 | 1.3 | 3.7 | 0.9 | 0.8 | [64 empty] | 115.0611 | 53.6336 | 7.1992 | 134.6215 | 20.9171 | 14.3984 | 0.80447 | 0.050844 | 0.98055 | 0.019829
Service sector | Offices | Offices | 2000 - 2010 | 6.2 | 6.2 | 0.89516 | 0.0786 | 0.0066338 | 0.038388 | 0.040212 | 0 | 0.070465 | 0.0081351 | 0 | 0.8 | 2.3 | 0.7 | 0.7 | [64 empty] | 139.4916 | 48.8065 | 7.1992 | 163.2051 | 19.0345 | 14.3984 | 0.90948 | 0.04369 | 1.1011 | 0.017039
Service sector | Offices | Offices | Post 2010 | 2.75 | 2.75 | 0.41561 | 0.034863 | 0.0031235 | 0.017027 | 0.017836 | 0 | 0.031255 | 0.0036083 | 0 | 0.4 | 2.5 | 0.3 | 0.5 | [64 empty] | 122.0166 | 52.4674 | 7.1992 | 142.7594 | 20.4623 | 14.3984 | 0.35534 | 0.021806 | 0.43218 | 0.0085043
Service sector | Trade | Trade |  |  |  |  | 0.44802 | 0.026388 | 0.19937 | 0.24865 | 0
Service sector | Trade | Trade | Before 1945 | 14.37 | 14.37 | 2.0308 | 0.18217 | 0.010678 | 0.081068 | 0.10111 | 0 | 0.15849 | 0.023683 | 0 | 1.9 | 4.5 | 2 | 0.8 | [64 empty] | 271.8057 | 73.8837 | 8.4886 | 318.0127 | 28.8146 | 16.9772 | 4.0278 | 0.15004 | 4.8138 | 0.058516
Service sector | Trade | Trade | 1945 - 1969 | 2.18 | 2.18 | 0.33638 | 0.027637 | 0.0014042 | 0.012298 | 0.015338 | 0 | 0.024044 | 0.0035928 | 0 | 1.8 | 4.6 | 2 | 0.9 | [64 empty] | 271.8057 | 92.3546 | 8.4886 | 318.0127 | 36.0183 | 16.9772 | 0.61104 | 0.031066 | 0.73028 | 0.012116
Service sector | Trade | Trade | 1970 - 1979 | 0.53 | 0.53 | 0.10703 | 0.006719 | 0.00033697 | 0.00299 | 0.0037291 | 0 | 0.0058456 | 0.00087347 | 0 | 1.75 | 4.2 | 2.2 | 1 | [64 empty] | 259.535 | 92.8189 | 8.4886 | 303.6559 | 36.1994 | 16.9772 | 0.14205 | 0.0099344 | 0.16994 | 0.0038744
Service sector | Trade | Trade | 1980 - 1989 | 5.73 | 5.73 | 0.82983 | 0.072642 | 0.0044334 | 0.032326 | 0.040316 | 0 | 0.063198 | 0.0094434 | 0 | 1.7 | 3.8 | 1.2 | 0.9 | [64 empty] | 247.2642 | 93.2831 | 8.4886 | 289.2992 | 36.3804 | 16.9772 | 1.4655 | 0.077409 | 1.755 | 0.03019
Service sector | Trade | Trade | 1990 - 1999 | 5.36 | 5.36 | 0.7784 | 0.067951 | 0.0040434 | 0.030238 | 0.037713 | 0 | 0.059117 | 0.0088336 | 0 | 1.3 | 3.7 | 0.9 | 0.8 | [64 empty] | 179.6828 | 108.2084 | 8.4886 | 210.2289 | 42.2013 | 16.9772 | 1.0086 | 0.084229 | 1.2178 | 0.032849
Service sector | Trade | Trade | 2000 - 2010 | 7.1 | 7.1 | 1.0203 | 0.09001 | 0.0054334 | 0.040054 | 0.049955 | 0 | 0.078308 | 0.011701 | 0 | 0.8 | 2.3 | 0.7 | 0.7 | [64 empty] | 198.428 | 109.2905 | 8.4886 | 232.1608 | 42.6233 | 16.9772 | 1.4691 | 0.1115 | 1.7689 | 0.043487
Service sector | Trade | Trade | Post 2010 | 0.07 | 0.07 | 0.00973 | 0.00088742 | 5.9423e-05 | 0.0003949 | 0.00049252 | 0 | 0.00077205 | 0.00011536 | 0 | 0.4 | 2.5 | 0.3 | 0.5 | [64 empty] | 170.6062 | 52.9167 | 8.4886 | 199.6092 | 20.6375 | 16.9772 | 0.012537 | 0.00051488 | 0.015161 | 0.0002008
Service sector | Education | Education |  |  |  |  | 0.016306 | 0.016306 | 0.012373 | 0 | 0
Service sector | Education | Education | Before 1945 | 13.17 | 13.17 | 1.864 | 0.0089024 | 0.0089024 | 0.0067552 | 0 | 0 | 0.0074246 | 0.0014778 | 0 | 1.9 | 4.5 | 2 | 0.8 | [64 empty] | 123.4471 | 73.8837 | 3.1161 | 144.4332 | 28.8146 | 6.2321 | 1.6668 | 0.13772 | 1.9843 | 0.05371
Service sector | Education | Education | 1945 - 1969 | 1.98 | 1.98 | 0.30858 | 0.0011207 | 0.0011207 | 0.00085036 | 0 | 0 | 0.00093463 | 0.00018603 | 0 | 1.8 | 4.6 | 2 | 0.9 | [64 empty] | 123.4471 | 80.5332 | 3.1161 | 144.4332 | 31.4079 | 6.2321 | 0.2506 | 0.024851 | 0.29832 | 0.0096919
Service sector | Education | Education | 1970 - 1979 | 0.47 | 0.47 | 0.09869 | 0.00025904 | 0.00025904 | 0.00019656 | 0 | 0 | 0.00021604 | 4.3e-05 | 0 | 1.75 | 4.2 | 2.2 | 1 | [64 empty] | 115.6161 | 80.9376 | 3.1161 | 135.2708 | 31.5656 | 6.2321 | 0.055804 | 0.0079877 | 0.066506 | 0.0031152
Service sector | Education | Education | 1980 - 1989 | 2.69 | 2.69 | 0.40727 | 0.0016982 | 0.0016982 | 0.0012886 | 0 | 0 | 0.0014163 | 0.0002819 | 0 | 1.7 | 3.8 | 1.2 | 0.9 | [64 empty] | 107.785 | 81.3419 | 3.1161 | 126.1085 | 31.7233 | 6.2321 | 0.29832 | 0.033128 | 0.356 | 0.01292
Service sector | Education | Education | 1990 - 1999 | 3 | 3 | 0.45036 | 0.0018677 | 0.0018677 | 0.0014172 | 0 | 0 | 0.0015576 | 0.00031004 | 0 | 1.3 | 3.7 | 0.9 | 0.8 | [64 empty] | 80.5305 | 59.3796 | 3.1161 | 94.2206 | 23.158 | 6.2321 | 0.25094 | 0.026742 | 0.30136 | 0.010429
Service sector | Education | Education | 2000 - 2010 | 3.78 | 3.78 | 0.55878 | 0.0023979 | 0.0023979 | 0.0018195 | 0 | 0 | 0.0019999 | 0.00039806 | 0 | 0.8 | 2.3 | 0.7 | 0.7 | [64 empty] | 85.3401 | 67.6927 | 3.1161 | 99.8479 | 26.4002 | 6.2321 | 0.33436 | 0.037825 | 0.40098 | 0.014752
Service sector | Education | Education | Post 2010 | 0.18 | 0.18 | 0.02502 | 6.0252e-05 | 6.0252e-05 | 4.5719e-05 | 0 | 0 | 5.025e-05 | 1.0002e-05 | 0 | 0.4 | 2.5 | 0.3 | 0.5 | [64 empty] | 72.5761 | 61.3833 | 3.1161 | 84.914 | 23.9395 | 6.2321 | 0.013625 | 0.0015358 | 0.016406 | 0.00059897
Service sector | Health | Health |  |  |  |  | 0.020224 | 0.020224 | 0.010601 | 0.0096226 | 0
Service sector | Health | Health | Before 1945 | 3.7 | 3.7 | 0.54766 | 0.0090253 | 0.0090253 | 0.0047311 | 0.0042943 | 0 | 0.0075271 | 0.0014982 | 0 | 1.9 | 4.5 | 2 | 0.8 | [64 empty] | 123.4471 | 73.8837 | 19.6635 | 144.4332 | 28.8146 | 39.3269 | 0.52951 | 0.040463 | 0.67991 | 0.015781
Service sector | Health | Health | 1945 - 1969 | 0.41 | 0.41 | 0.09035 | 0.00072223 | 0.00072223 | 0.00037859 | 0.00034364 | 0 | 0.00060234 | 0.00011989 | 0 | 1.8 | 4.6 | 2 | 0.9 | [64 empty] | 123.4471 | 68.7118 | 19.6635 | 144.4332 | 26.7976 | 39.3269 | 0.058675 | 0.0062081 | 0.075342 | 0.0024212
Service sector | Health | Health | 1970 - 1979 | 0.2 | 0.2 | 0.0278 | 0.00045713 | 0.00045713 | 0.00023963 | 0.0002175 | 0 | 0.00038124 | 7.5883e-05 | 0 | 1.75 | 4.2 | 2.2 | 1 | [64 empty] | 115.6161 | 69.0563 | 19.6635 | 135.2708 | 26.9319 | 39.3269 | 0.027056 | 0.0019198 | 0.03492 | 0.00074871
Service sector | Health | Health | 1980 - 1989 | 1.07 | 1.07 | 0.18209 | 0.0026191 | 0.0026191 | 0.0013729 | 0.0012462 | 0 | 0.0021843 | 0.00043477 | 0 | 1.7 | 3.8 | 1.2 | 0.9 | [64 empty] | 107.785 | 69.4007 | 19.6635 | 126.1085 | 27.0663 | 39.3269 | 0.13637 | 0.012637 | 0.17702 | 0.0049285
Service sector | Health | Health | 1990 - 1999 | 1.19 | 1.19 | 0.19877 | 0.0028853 | 0.0028853 | 0.0015124 | 0.0013728 | 0 | 0.0024063 | 0.00047895 | 0 | 1.3 | 3.7 | 0.9 | 0.8 | [64 empty] | 80.5305 | 53.4386 | 19.6635 | 94.2206 | 20.841 | 39.3269 | 0.11923 | 0.010622 | 0.15892 | 0.0041426
Service sector | Health | Health | 2000 - 2010 | 1.75 | 1.75 | 0.27661 | 0.0043944 | 0.0043944 | 0.0023035 | 0.0020908 | 0 | 0.0036649 | 0.00072946 | 0 | 0.8 | 2.3 | 0.7 | 0.7 | [64 empty] | 85.3401 | 60.3856 | 19.6635 | 99.8479 | 23.5504 | 39.3269 | 0.18376 | 0.016703 | 0.24356 | 0.0065143
Service sector | Health | Health | Post 2010 | 0.1 | 0.1 | 0.0139 | 0.00012062 | 0.00012062 | 6.3228e-05 | 5.739e-05 | 0 | 0.00010059 | 2.0022e-05 | 0 | 0.4 | 2.5 | 0.3 | 0.5 | [64 empty] | 72.5761 | 55.7123 | 19.6635 | 84.914 | 21.7278 | 39.3269 | 0.009224 | 0.0007744 | 0.012424 | 0.00030202
Service sector | Hotels and Restaurants | Hotels and Restaurants |  |  |  |  | 0.017912 | 0.017912 | 0.0085673 | 0.0093446 | 0
Service sector | Hotels and restaurants | Hotels and Restaurants | Before 1945 | 7.53 | 7.53 | 1.08 | 0.0092106 | 0.0092106 | 0.0044054 | 0.0048052 | 0 | 0.0076816 | 0.001529 | 0 | 1.9 | 4.5 | 2 | 0.8 | [64 empty] | 123.4471 | 73.8837 | 9.778 | 144.4332 | 28.8146 | 19.556 | 1.0032 | 0.079797 | 1.2348 | 0.031121
Service sector | Hotels and Restaurants | Hotels and Restaurants | 1945 - 1969 | 1.04 | 1.04 | 0.17792 | 0.0010358 | 0.0010358 | 0.00049541 | 0.00054036 | 0 | 0.00086383 | 0.00017194 | 0 | 1.8 | 4.6 | 2 | 0.9 | [64 empty] | 107.785 | 71.6672 | 9.778 | 126.1085 | 27.9502 | 19.556 | 0.12227 | 0.012751 | 0.15149 | 0.0049729
Service sector | Hotels and Restaurants | Hotels and Restaurants | 1970 - 1979 | 0.16 | 0.16 | 0.0556 | 0.00011508 | 0.00011508 | 5.5044e-05 | 6.0039e-05 | 0 | 9.5979e-05 | 1.9104e-05 | 0 | 1.75 | 4.2 | 2.2 | 1 | [64 empty] | 80.5305 | 72.0266 | 9.778 | 94.2206 | 28.0904 | 19.556 | 0.014449 | 0.0040047 | 0.018204 | 0.0015618
Service sector | Hotels and Restaurants | Hotels and Restaurants | 1980 - 1989 | 1.6 | 1.6 | 0.25576 | 0.0018495 | 0.0018495 | 0.00088461 | 0.00096487 | 0 | 0.0015425 | 0.00030701 | 0 | 1.7 | 3.8 | 1.2 | 0.9 | [64 empty] | 85.3401 | 72.386 | 9.778 | 99.8479 | 28.2305 | 19.556 | 0.15219 | 0.018513 | 0.19105 | 0.0072202
Service sector | Hotels and Restaurants | Hotels and Restaurants | 1990 - 1999 | 2.26 | 2.26 | 0.3475 | 0.0027142 | 0.0027142 | 0.0012982 | 0.001416 | 0 | 0.0022637 | 0.00045056 | 0 | 1.3 | 3.7 | 0.9 | 0.8 | [64 empty] | 149.8384 | 55.7372 | 9.778 | 175.311 | 21.7375 | 19.556 | 0.36073 | 0.019369 | 0.4404 | 0.0075538
Service sector | Hotels and Restaurants | Hotels and Restaurants | 2000 - 2010 | 2.44 | 2.44 | 0.37252 | 0.0028837 | 0.0028837 | 0.0013793 | 0.0015044 | 0 | 0.002405 | 0.00047869 | 0 | 0.8 | 2.3 | 0.7 | 0.7 | [64 empty] | 167.1038 | 62.9831 | 9.778 | 195.5114 | 24.5634 | 19.556 | 0.43159 | 0.023462 | 0.52476 | 0.0091504
Service sector | Hotels and Restaurants | Hotels and Restaurants | Post 2010 | 0.13 | 0.13 | 0.01807 | 0.00010306 | 0.00010306 | 4.9296e-05 | 5.3769e-05 | 0 | 8.5955e-05 | 1.7109e-05 | 0 | 0.4 | 2.5 | 0.3 | 0.5 | [64 empty] | 160.9376 | 58.0686 | 9.778 | 188.297 | 22.6467 | 19.556 | 0.022193 | 0.0010493 | 0.027021 | 0.00040923
Service sector | Other non-residential buildings | Other non-residential buildings |  |  |  |  | 0.018469 | 0.018469 | 0.0073876 | 0.011081 | 0
Service sector | Other non-residential buildings | Other non-residential buildings | Before 1945 | 6.68 | 6.68 | 0.96188 | 0.007605 | 0.007605 | 0.003042 | 0.004563 | 0 | 0.0063425 | 0.0012624 | 0 | 1.9 | 4.5 | 2 | 0.8 | [64 empty] | 201.7578 | 73.8837 | 7.1992 | 236.0566 | 28.8146 | 14.3984 | 1.3958 | 0.071067 | 1.673 | 0.027716
Service sector | Other non-residential buildings | Other non-residential buildings | 1945 - 1969 | 0.9 | 0.9 | 0.15846 | 0.0022321 | 0.0022321 | 0.00089284 | 0.0013393 | 0 | 0.0018616 | 0.00037053 | 0 | 1.8 | 4.6 | 2 | 0.9 | [64 empty] | 201.7578 | 76.6543 | 7.1992 | 236.0566 | 29.8952 | 14.3984 | 0.18806 | 0.012147 | 0.22541 | 0.0047372
Service sector | Other non-residential buildings | Other non-residential buildings | 1970 - 1979 | 0.12 | 0.12 | 0.05004 | 0.00056473 | 0.00056473 | 0.00022589 | 0.00033884 | 0 | 0.00047099 | 9.3745e-05 | 0 | 1.75 | 4.2 | 2.2 | 1 | [64 empty] | 188.6854 | 80.8103 | 7.1992 | 220.762 | 31.516 | 14.3984 | 0.023506 | 0.0040437 | 0.028219 | 0.0015771
Service sector | Other non-residential buildings | Other non-residential buildings | 1980 - 1989 | 2.47 | 2.47 | 0.37669 | 0.002154 | 0.002154 | 0.00086161 | 0.0012924 | 0 | 0.0017965 | 0.00035757 | 0 | 1.7 | 3.8 | 1.2 | 0.9 | [64 empty] | 175.6131 | 84.9662 | 7.1992 | 205.4673 | 33.1368 | 14.3984 | 0.45155 | 0.032006 | 0.54307 | 0.012482
Service sector | Other non-residential buildings | Other non-residential buildings | 1990 - 1999 | 2.38 | 2.38 | 0.36418 | 0.0025334 | 0.0025334 | 0.0010133 | 0.00152 | 0 | 0.0021128 | 0.00042054 | 0 | 1.3 | 3.7 | 0.9 | 0.8 | [64 empty] | 123.8171 | 86.6635 | 7.1992 | 144.866 | 33.7988 | 14.3984 | 0.31182 | 0.031561 | 0.37905 | 0.012309
Service sector | Other non-residential buildings | Other non-residential buildings | 2000 - 2010 | 3.07 | 3.07 | 0.46009 | 0.0029688 | 0.0029688 | 0.0011875 | 0.0017813 | 0 | 0.002476 | 0.00049282 | 0 | 0.8 | 2.3 | 0.7 | 0.7 | [64 empty] | 130.3533 | 88.3609 | 7.1992 | 152.5133 | 34.4607 | 14.3984 | 0.42229 | 0.040654 | 0.51242 | 0.015855
Service sector | Other non-residential buildings | Other non-residential buildings | Post 2010 | 0.14 | 0.14 | 0.01946 | 0.00041105 | 0.00041105 | 0.00016442 | 0.00024663 | 0 | 0.00034281 | 6.8234e-05 | 0 | 0.4 | 2.5 | 0.3 | 0.5 | [64 empty] | 108.1673 | 73.8837 | 7.1992 | 126.5558 | 28.8146 | 14.3984 | 0.016151 | 0.0014378 | 0.019734 | 0.00056073
0.018469
1.574%
Estimated
Following information have been retrieved by experts questioning and relate to Central Europe (Austria, Belgium, Germany, Netherland, Luxembourg, France, UK and Ireland).
OFFICES
Construction materials:
Walls: in the majority of the cases CONCRETE was used and INSULATION is present in the majority of cases as well.
Windows: in the majority of the cases ALUMINIUM was used. LOW-EMITTANCE GLASS is present only in few cases.
Roofs: in the majority of the cases CONCRETE was used and INSULATION is most times present.
Floors: in the majority of the cases CONCRETE was used and INSULATION is present in the majority of cases as well.
Construction methodologies:
Walls: the most common methodology is SOLID WALL.
Windows: DOUBLE GLAZING is the most common.
Roofs: FLAT ROOF is the most common.
Floors: CONCRETE SLAB is the most common.
TRADE
Construction materials:
Walls: in the majority of the cases CONCRETE or BRICKS were used and INSULATION is present in the majority of cases as well.
Windows: in the majority of the cases ALUMINIUM and SYNTETIC/PVC were used. LOW-EMITTANCE GLASS is present only in few cases.
Roofs: in the majority of the cases CONCRETE and BRICKS were used and INSULATION is most times present.
Floors: in the majority of the cases CONCRETE was used and INSULATION is present in the majority of cases as well.
Construction methodologies:
Walls: the most common methodology is SOLID WALL.
Windows: DOUBLE GLAZING is the most common.
Roofs: FLAT ROOF is the most common.
Floors: CONCRETE SLAB is the most common.
EDUCATION
Construction materials:
Walls: in the majority of the cases CONCRETE was used and INSULATION is present in the majority of cases as well.
Windows: in the majority of the cases ALUMINIUM and SYNTETIC/PVC were used. LOW-EMITTANCE GLASS is present only in few cases.
Roofs: in the majority of the cases CONCRETE and BRICKS were used and INSULATION is most times present.
Floors: in the majority of the cases CONCRETE was used and INSULATION is present in the majority of cases as well.
Construction methodologies:
Walls: the most common methodology is SOLID WALL.
Windows: DOUBLE GLAZING is the most common.
Roofs: FLAT ROOF is the most common.
Floors: CONCRETE SLAB is the most common.
HEALTH
Construction materials:
Walls: in the majority of the cases CONCRETE was used and INSULATION is present in the majority of cases as well.
Windows: in the majority of the cases ALUMINIUM and SYNTETIC/PVC were used. LOW-EMITTANCE GLASS is present only in few cases.
Roofs: in the majority of the cases CONCRETE was used and INSULATION is most times present.
Floors: in the majority of the cases CONCRETE was used and INSULATION is present in the majority of cases as well.
Construction methodologies:
Walls: the most common methodology is SOLID WALL.
Windows: DOUBLE GLAZING is the most common.
Roofs: FLAT ROOF is the most common.
Floors: CONCRETE SLAB is the most common.
HOTELS AND RESTAURANTS
Construction materials:
Walls: in the majority of the cases CONCRETE or BRICKS were used and INSULATION is present in the majority of cases as well.
Windows: in the majority of the cases ALUMINIUM and SYNTETIC/PVC were used. LOW-EMITTANCE GLASS is present only in few cases.
Roofs: in the majority of the cases CONCRETE and BRICKS were used and INSULATION is most times present.
Floors: in the majority of the cases CONCRETE was used and INSULATION is present in the majority of cases as well.
Construction methodologies:
Walls: the most common methodology is SOLID WALL.
Windows: DOUBLE GLAZING is the most common.
Roofs: FLAT ROOF is the most common.
Floors: CONCRETE SLAB is the most common.
OTHER NON RESIDENTIAL BUILDINGS
Construction materials:
Walls: in the majority of the cases CONCRETE was used and INSULATION is present in the majority of cases as well.
Windows: in the majority of the cases ALUMINIUM and SYNTETIC/PVC were used. LOW-EMITTANCE GLASS is present only in few cases.
Roofs: in the majority of the cases CONCRETE and BRICKS were used and INSULATION is most times present.
Floors: in the majority of the cases CONCRETE was used and INSULATION is present in the majority of cases as well.
Construction methodologies:
Walls: the most common methodology is SOLID WALL.
Windows: DOUBLE GLAZING is the most common.
Roofs: FLAT ROOF is the most common.
Floors: CONCRETE SLAB is the most common.
Following information have been retrieved by experts questioning and relate to Central Europe (Austria, Belgium, Germany, Netherlands, Luxembourg, France, UK and Ireland).
OFFICES
Space heating:
The most common technologies are:
- condensing boiler, central, gas
- heat pumps, electricity.
Space cooling:
Not present in most of the cases.
DHW:
The most common thechnology is condensing boiler, central, gas.
TRADE
Space heating:
The most common technologies are:
- condensing boiler, central, gas
- heat pumps, electricity.
Space cooling:
Not present in most of the cases.
DHW:
The most common thechnology is condensing boiler, central, gas.
EDUCATION
Space heating:
The most common technologies are:
- the condensing boiler, central, gas
- heat pumps, electricity.
Space cooling:
Not present in most of the cases.
DHW:
The most common thechnology is condensing boiler, central, gas.
HEALTH
Space heating:
The most common technologies are:
- condensing boiler, central, gas
- heat pumps, electricity.
Space cooling:
Present in most of the cases.
DHW:
The most common thechnology is condensing boiler, central, gas.
HOTELS AND RESTAURANTS
Space heating:
The most common technologies are:
- condensing boiler, central, gas
- heat pumps, electricity.
Space cooling:
Not present in most of the cases.
DHW:
The most common thechnology is condensing boiler, central, gas.
OTHER NON RESIDENTIAL BUILDINGS
Space heating:
The most common technologies are:
- condensing boiler, central, gas
- heat pumps, electricity.
Space cooling:
Not present in most of the cases.
DHW:
The most common thechnology is condensing boiler, central, gas.
Note on U2: TABULA, TABULA WebTool, 2017 http://webtool.building-typology.eu/#bm
Note on AF2: TABULA, TABULA WebTool, 2017 http://webtool.building-typology.eu/#bm
Note on AN2: TABULA, TABULA WebTool, 2017 http://webtool.building-typology.eu/#bm
Note on AU2: TABULA, TABULA WebTool, 2017 http://webtool.building-typology.eu/#bm
Note on BD2: SPezzutto: TABULA, TABULA WebTool, 2017 http://webtool.building-typology.eu/#bm
Note on BR2: SPezzutto: TABULA, TABULA WebTool, 2017 http://webtool.building-typology.eu/#bm
Note on BT2: SPezzutto: TABULA, TABULA WebTool, 2017 http://webtool.building-typology.eu/#bm

## Bulgaria
[19 empty] | WALLS | [10 empty] | WINDOWS | [7 empty] | ROOF | [6 empty] | FLOOR | [8 empty] | SPACE HEATING | [13 empty] | SPACE COOLING |  | DHW
|  |  |  | Area |  |  |  |  | Tenure/ownership status and distribution |  |  | Occupancy |  |  | Construction features (U-values) |  |  |  | construction material |  |  |  | construction methodology | [6 empty] | construction material |  |  | construction methodology |  |  |  |  | construction material | [6 empty] | construction material |  |  |  | construction methodology |  |  |  |  | individual | central | district heating | boiler |  | combined | stove | electric heating | heat pump | fossil fuels |  |  | electricity | biomass | no space cooling | space cooling | individual | central | district heating | boiler |  | Combined | Solar collectors | heat pump | fossil fuels |  |  | electricity | biomass | Useful energy demand |  |  | Final energy consumption |  |  | Total useful energy demand |  | Total final energy consumption
Sector | Subsector | Building type | Buidling age class | Covered area: constructed [Mm²] | Covered area: heated [Mm²] | Covered area: cooled [Mm²] | Number of dwellings/units [Mil.] | Number of buildings [Mil.] | Owner occupied - dwellings/units [Mil.] | Private rented - dwellings/units [Mil.] | Social housing - dwellings/units [Mil.] | Occupied [Mil.] | Vacant [Mil.] | Secondary dwellings/ units and others [Mil.] | Walls | Windows | Roof | Floor | brick | concrete | wood | other | solid wall |  | cavity wall |  | honeycomb bricks / hollow blocks wall |  | other | wood | synthetic / pvc | aluminium | single glazing | double glazing |  | triple glazing |  | wood | concrete | concrete + bricks | tilted roof |  | flat roof |  | wood | concrete | concrete + bricks | other | concrete slab |  | wooden floor (rafters + boards) |  | other |  |  |  | non-condensing | condensing |  |  |  |  | solid | liquid | gas | [7 empty] | non-condensing | condensing |  |  |  | solid | liquid | gas |  |  | Space heating [kWh/m² year] | Space cooling [kWh/m² year] | Domestic hot water [kWh/m² year] | Space heating [kWh/m² year] | Space cooling [kWh/m² year] | Domestic hot water [kWh/m² year] | Space heating+Domestic hot water [TWh/year] | Space cooling [TWh/year] | Space heating+Domestic hot water [TWh/year] | Space cooling [TWh/year]
|  |  |  | 44.0658 | [19 empty] | insulation |  | insulation |  | insulation | [6 empty] | low-e |  | low-e |  |  |  |  | insulation |  | insulation | [5 empty] | insulation |  | insulation
Residential sector | Total | Total |  | 238.9996 |  |  | 5.4237 | 2.285 | 4.5722 | 0.14102 | 0.7105 | 0.80933
Residential sector | Total | Total | Before 1945 | 49.8028 | 36.393 | 6.6563 | 1.0869 | 0.53 | 0.91625 | 0.028259 | 0.14238 | 0.81675 | 0.24814 | 0.021994 | 1.3656 | 4.9117 | 1.3519 | 0.75765 | 48.73% |  | 0.7125% | 50.58% | 100% | [6 empty] | 100% |  |  | 100% |  |  |  |  | 72.41% | 27.59% |  | 72.41% |  | 27.59% |  | 36.79% | 27.59% |  | 35.62% | 27.59% |  | 36.79% |  | 35.62% |  |  | Most widespread technology | Most widespread technology | [7 empty] | Most widespread fuel |  |  | Most widespread technology |  | Most widespread technology |  |  | Most widespread technology | [7 empty] | Most widespread fuel |  | 70.0221 | 43.4573 | 7.94 | 108.8704 | 6.662 | 8.0003 | 2.9437 | 0.28926 | 4.3606 | 0.044344 | 49.8028 | 71.23% | 2.349% | 26.42% | 100% |  | 0.9928% | 1.152% | 0.09348% | 1.916%
Residential sector | Total | Total | 1945 - 1969 | 54.1928 | 39.6009 | 7.2536 | 1.21 | 0.59 | 1.02 | 0.03146 | 0.15851 | 0.84991 | 0.33455 | 0.025529 | 1.4352 | 4.0808 | 1.1505 | 1.3488 | 100% |  |  |  | 100% | [6 empty] | 100% |  |  | 100% |  |  |  |  | 64.34% | 35.66% |  | 64.34% |  | 35.66% |  | 64.34% | 35.66% |  |  | 35.66% |  | 64.34% |  |  |  |  | Most widespread technology | Most widespread technology | [7 empty] | Most widespread fuel |  |  | Most widespread technology |  | Most widespread technology |  |  | Most widespread technology | [7 empty] | Most widespread fuel |  | 70.0398 | 61.7093 | 7.94 | 108.8979 | 9.46 | 8.0003 | 3.2039 | 0.44761 | 4.746 | 0.068619 | 54.1928 | 64.34% | 4.982% | 30.68% | 100% |  | 1.154% | 1.369% | 0.09348% | 2.065%
Residential sector | Total | Total | 1970 - 1979 | 34.8828 | 25.4903 | 3.9722 | 0.79591 | 0.33 | 0.67095 | 0.020694 | 0.10426 | 0.47824 | 0.24992 | 0.067751 | 1.1023 | 3.4291 | 0.99192 | 1.4984 |  | 100% | [8 empty] | 100% | 65.18% | 34.82% |  |  | 100% |  |  |  |  | 100% |  |  |  | 100% | 43.94% |  | 100% |  |  | 100% | [6 empty] | Most widespread technology | Most widespread technology | [7 empty] | Most widespread fuel |  |  | Most widespread technology |  | Most widespread technology |  |  | Most widespread technology | [7 empty] | Most widespread fuel |  | 63.7079 | 39.1115 | 7.94 | 99.053 | 5.9958 | 8.0003 | 1.9009 | 0.15536 | 2.804 | 0.023816 | 34.8828 | 56.06% | 9.116% | 34.82% | 100% |  | 0.9833% | 1.122% | 0.2007% | 1.764%
Residential sector | Total | Total | 1980 - 1989 | 32.8328 | 23.9923 | 3.6034 | 0.7584 | 0.3 | 0.63933 | 0.019718 | 0.09935 | 0.45853 | 0.23814 | 0.06173 | 0.83136 | 2.3886 | 0.89958 | 1.1956 |  | 100% | [8 empty] | 100% | 62.79% | 37.21% |  |  | 100% |  |  |  |  | 100% |  |  |  | 100% | 49.73% |  | 100% |  |  | 100% | [6 empty] | Most widespread technology | Most widespread technology | [7 empty] | Most widespread fuel |  |  | Most widespread technology |  | Most widespread technology |  |  | Most widespread technology | [7 empty] | Most widespread fuel |  | 43.8332 | 47.3684 | 7.94 | 68.1519 | 7.2616 | 8.0003 | 1.3124 | 0.17069 | 1.8978 | 0.026166 | 32.8328 | 50.27% | 12.52% | 37.21% | 100% |  | 1.019% | 1.07% | 0.2849% | 2.258%
Residential sector | Total | Total | 1990 - 1999 | 25.6128 | 18.7163 | 2.3045 | 0.59241 | 0.19 | 0.4994 | 0.015403 | 0.077606 | 0.31318 | 0.18602 | 0.093209 | 0.64888 | 2.0393 | 0.60637 | 1.092 |  | 100% | [8 empty] | 100% | 62.53% | 37.47% |  |  | 100% |  |  |  |  | 100% |  |  |  | 100% | 48.13% |  | 100% |  |  | 100% | [6 empty] | Most widespread technology | Most widespread technology | [7 empty] | Most widespread fuel |  |  | Most widespread technology |  | Most widespread technology |  |  | Most widespread technology | [7 empty] | Most widespread fuel |  | 53.9454 | 43.4573 | 7.94 | 83.8743 | 6.662 | 8.0003 | 1.213 | 0.10015 | 1.7747 | 0.015353 | 25.6128 | 51.87% | 10.66% | 37.47% | 100% |  | 0.8846% | 1.049% | 0.3611% | 2.313%
Residential sector | Total | Total | 2000 - 2010 | 26.5728 | 19.4179 | 2.4772 | 0.62265 | 0.21 | 0.52489 | 0.016189 | 0.081567 | 0.35257 | 0.19551 | 0.074572 | 0.42328 | 1.6536 | 0.27 | 0.89952 |  | 100% |  |  | 93.64% |  |  |  | 6.36% | 6.36% |  |  | 100% |  |  | 100% | 59.97% |  |  | 100% |  |  | 100% | 100% |  |  |  | 100% |  |  | 100% | 40.03% | [5 empty] | Most widespread technology | Most widespread technology | [7 empty] | Most widespread fuel |  |  | Most widespread technology |  | Most widespread technology |  |  | Most widespread technology | [7 empty] | Most widespread fuel |  | 41.7077 | 33.8967 | 7.94 | 64.8471 | 5.1964 | 8.0003 | 1.0209 | 0.08397 | 1.4718 | 0.012873 | 26.5728 | 53.61% | 6.36% | 40.03% | 100% |  | 0.8024% | 0.887% | 0.2248% | 2.265%
Residential sector | Total | Total | Post 2010 | 15.1028 | 11.0362 | 1.1316 | 0.35744 | 0.135 | 0.30133 | 0.0092936 | 0.046825 | 0.09793 | 0.11224 | 0.14728 | 0.40944 | 0.9552 | 0.22032 | 0.52 | 55.2% | 44.8% |  |  | 44.8% |  |  |  | 55.2% | 55.2% |  |  | 100% |  |  |  |  | 100% | 100% | 44.8% | 55.2% |  | 44.8% | 44.8% | 55.2% | 55.2% |  | 100% |  |  | 100% | 100% | [5 empty] | Most widespread technology | Most widespread technology | [7 empty] | Most widespread fuel |  |  | Most widespread technology |  | Most widespread technology |  |  | Most widespread technology | [7 empty] | Most widespread fuel |  | 36.6976 | 31.3365 | 7.94 | 57.0575 | 4.8039 | 8.0003 | 0.52492 | 0.035459 | 0.75053 | 0.0054359 | 15.1028 | 44.8% | 13.18% | 42.02% | 100% |  | 0.6399% | 0.7299% | 0.1368% | 3.002%
Residential sector | Single family- Terraced houses | Single family- Terraced houses |  |  |  |  | 3.9552 | 1.9 | 3.3342 | 0.10284 | 0.51813
Residential sector | Single family- Terraced houses | Single family- Terraced houses | Before 1945 | 35.4764 | 25.9241 | 5.2819 | 0.90172 | 0.5 | 0.76015 | 0.023445 | 0.11813 | 0.7 | 0.19 | 0.011721 | 1.355 | 5.88 | 1.378 | 0.564 | 30.33% |  |  | 70% | 100% | [6 empty] | 100% |  |  | 100% |  |  |  |  | 100% |  |  | 100% |  |  |  | 50% |  |  | 50% |  |  | 50% |  | 50% |  |  | Most widespread technology | Most widespread technology | [7 empty] | Most widespread fuel |  |  | Most widespread technology |  | Most widespread technology |  |  | Most widespread technology | [7 empty] | Most widespread fuel |  | 75.9865 | 43.4573 | 7.94 | 118.1438 | 6.662 | 8 | 2.2516 | 0.22954 | 3.3466 | 0.035188
Residential sector | Single family- Terraced houses | Single family- Terraced houses | 1945 - 1969 | 34.8664 | 25.4783 | 4.9796 | 0.94072 | 0.52 | 0.79303 | 0.024459 | 0.12323 | 0.68 | 0.25 | 0.010718 | 1.57 | 4.99 | 1.24 | 1.24 | 100% |  |  |  | 100% | [6 empty] | 100% |  |  | 100% |  |  |  |  | 100% |  |  | 100% |  |  |  | 100% | [5 empty] | 100% |  |  |  |  | Most widespread technology | Most widespread technology | [7 empty] | Most widespread fuel |  |  | Most widespread technology |  | Most widespread technology |  |  | Most widespread technology | [7 empty] | Most widespread fuel |  | 78.7776 | 61.7093 | 7.94 | 122.4834 | 9.46 | 8 | 2.284 | 0.30729 | 3.3996 | 0.047108
Residential sector | Single family- Terraced houses | Single family- Terraced houses | 1970 - 1979 | 19.5564 | 14.2907 | 2.4179 | 0.56116 | 0.26 | 0.47306 | 0.01459 | 0.073512 | 0.33 | 0.17621 | 0.054958 | 1.2 | 4.1 | 1.25 | 1.25 |  | 100% | [8 empty] | 100% | 100% |  |  |  | 100% |  |  |  |  | 100% |  |  |  | 100% |  |  | 100% |  |  | 100% | [6 empty] | Most widespread technology | Most widespread technology | [7 empty] | Most widespread fuel |  |  | Most widespread technology |  | Most widespread technology |  |  | Most widespread technology | [7 empty] | Most widespread fuel |  | 74.7984 | 39.1115 | 7.94 | 116.2966 | 5.9958 | 8 | 1.2242 | 0.094566 | 1.8184 | 0.014497
Residential sector | Single family- Terraced houses | Single family- Terraced houses | 1980 - 1989 | 16.5064 | 12.0619 | 1.8692 | 0.49165 | 0.21 | 0.41446 | 0.012783 | 0.064406 | 0.29 | 0.15438 | 0.047273 | 0.83 | 2.32 | 1.265 | 1.265 |  | 100% | [8 empty] | 100% | 100% |  |  |  | 100% |  |  |  |  | 100% |  |  |  | 100% |  |  | 100% |  |  | 100% | [6 empty] | Most widespread technology | Most widespread technology | [7 empty] | Most widespread fuel |  |  | Most widespread technology |  | Most widespread technology |  |  | Most widespread technology | [7 empty] | Most widespread fuel |  | 41.8748 | 47.3684 | 7.94 | 65.1069 | 7.2616 | 8 | 0.63615 | 0.088539 | 0.91736 | 0.013573
Residential sector | Single family- Terraced houses | Single family- Terraced houses | 1990 - 1999 | 13.2864 | 9.7089 | 1.2899 | 0.39738 | 0.14 | 0.33499 | 0.010332 | 0.052057 | 0.19 | 0.12478 | 0.082605 | 0.62 | 1.96 | 0.77 | 1.26 |  | 100% | [8 empty] | 100% | 100% |  |  |  | 100% |  |  |  |  | 100% |  |  |  | 100% |  |  | 100% |  |  | 100% | [6 empty] | Most widespread technology | Most widespread technology | [7 empty] | Most widespread fuel |  |  | Most widespread technology |  | Most widespread technology |  |  | Most widespread technology | [7 empty] | Most widespread fuel |  | 66.2461 | 43.4573 | 7.94 | 102.9994 | 6.662 | 8 | 0.74867 | 0.056055 | 1.1063 | 0.0085932
Residential sector | Single family- Terraced houses | Single family- Terraced houses | 2000 - 2010 | 14.2464 | 10.4104 | 1.4626 | 0.44429 | 0.17 | 0.37453 | 0.011551 | 0.058201 | 0.24 | 0.13951 | 0.06478 | 0.41 | 1.61 | 0.27 | 1.25 |  | 100% |  |  | 100% | [7 empty] | 100% |  |  | 100% | 100% |  |  | 100% |  |  | 100% | 100% |  |  |  | 100% |  |  | 100% | [6 empty] | Most widespread technology | Most widespread technology | [7 empty] | Most widespread fuel |  |  | Most widespread technology |  | Most widespread technology |  |  | Most widespread technology | [7 empty] | Most widespread fuel |  | 50.8991 | 33.8967 | 7.94 | 79.1379 | 5.1964 | 8 | 0.643 | 0.049577 | 0.93783 | 0.0076001
Residential sector | Single family- Terraced houses | Single family- Terraced houses | Post 2010 | 6.7664 | 4.9445 | 0.11694 | 0.21827 | 0.1 | 0.184 | 0.0056751 | 0.028594 | 0.01 | 0.068538 | 0.13974 | 0.495 | 0.9 | 0.27 | 0.52 |  | 100% |  |  | 100% | [7 empty] | 100% |  |  |  |  | 100% | 100% | 100% |  |  | 100% | 100% |  |  |  | 100% |  |  | 100% | 100% | [5 empty] | Most widespread technology | Most widespread technology | [7 empty] | Most widespread fuel |  |  | Most widespread technology |  | Most widespread technology |  |  | Most widespread technology | [7 empty] | Most widespread fuel |  | 45.4877 | 31.3365 | 7.94 | 70.7243 | 4.8039 | 8 | 0.27864 | 0.0036643 | 0.40383 | 0.00056174
Residential sector | Multifamily houses | Multifamily houses |  |  |  |  | 0.5148 | 0.21 | 0.43398 | 0.013385 | 0.067439 | 0.80933
Residential sector | Multifamily houses | Multifamily houses | Before 1945 | 1.17 | 0.85497 | 0.10794 | 0.029738 | 0.01 | 0.02507 | 0.0007732 | 0.0038957 | 0.018858 | 0.0093379 | 0.0015429 | 1.414 | 4.6933 | 1.2567 | 0.64333 | 30.33% |  | 30.33% | 30.33% | 100% | [6 empty] | 100% |  |  | 100% |  |  |  |  | 50% | 50% |  | 50% |  | 50% |  | 50% | 50% |  |  | 50% |  | 50% |  |  |  |  | Most widespread technology | Most widespread technology | [7 empty] | Most widespread fuel |  |  | Most widespread technology |  | Most widespread technology |  |  | Most widespread technology | [7 empty] | Most widespread fuel |  | 55.2526 | 43.4573 | 7.94 | 85.9067 | 6.662 | 8 | 0.056529 | 0.0046908 | 0.082807 | 0.0007191
Residential sector | Multifamily houses | Multifamily houses | 1945 - 1969 | 2.7 | 1.973 | 0.38319 | 0.072848 | 0.03 | 0.061411 | 0.001894 | 0.0095431 | 0.046194 | 0.022874 | 0.0037795 | 1.39 | 2.32 | 1.29 | 0.96 | 100% |  |  |  | 100% | [6 empty] | 100% |  |  | 100% | [5 empty] | 100% |  |  |  | 100% |  |  | 100% |  |  | 100% | [6 empty] | Most widespread technology | Most widespread technology | [7 empty] | Most widespread fuel |  |  | Most widespread technology |  | Most widespread technology |  |  | Most widespread technology | [7 empty] | Most widespread fuel |  | 54.2761 | 61.7093 | 7.94 | 84.3884 | 9.46 | 8 | 0.12852 | 0.023646 | 0.1881 | 0.003625
Residential sector | Multifamily houses | Multifamily houses | 1970 - 1979 | 3.18 | 2.3238 | 0.46954 | 0.091249 | 0.04 | 0.076923 | 0.0023725 | 0.011954 | 0.057862 | 0.028652 | 0.0047342 | 1.16 | 2.47 | 0.94 | 1.11 |  | 100% | [8 empty] | 100% | 100% |  |  |  | 100% |  |  |  |  | 100% |  |  |  | 100% | 100% |  | 100% |  |  | 100% | [6 empty] | Most widespread technology | Most widespread technology | [7 empty] | Most widespread fuel |  |  | Most widespread technology |  | Most widespread technology |  |  | Most widespread technology | [7 empty] | Most widespread fuel |  | 49.5564 | 39.1115 | 7.94 | 77.0503 | 5.9958 | 8 | 0.14041 | 0.018364 | 0.20449 | 0.0028153
Residential sector | Multifamily houses | Multifamily houses | 1980 - 1989 | 4.11 | 3.0033 | 0.63685 | 0.12242 | 0.06 | 0.1032 | 0.0031829 | 0.016037 | 0.077628 | 0.038439 | 0.0063513 | 0.93 | 2.63 | 0.59 | 1.29 |  | 100% | [8 empty] | 100% | 100% |  |  |  | 100% |  |  |  |  | 100% |  |  |  | 100% | 100% |  | 100% |  |  | 100% | [6 empty] | Most widespread technology | Most widespread technology | [7 empty] | Most widespread fuel |  |  | Most widespread technology |  | Most widespread technology |  |  | Most widespread technology | [7 empty] | Most widespread fuel |  | 45.8132 | 47.3684 | 7.94 | 71.2304 | 7.2616 | 8 | 0.17023 | 0.030166 | 0.24681 | 0.0046245
Residential sector | Multifamily houses | Multifamily houses | 1990 - 1999 | 2.73 | 1.9949 | 0.38858 | 0.081652 | 0.03 | 0.068832 | 0.0021229 | 0.010696 | 0.051777 | 0.025639 | 0.0042363 | 0.68 | 1.86 | 0.43 | 1.09 |  | 100% | [8 empty] | 100% | 100% |  |  |  | 100% |  |  |  |  | 100% |  |  |  | 100% | 100% |  | 100% |  |  | 100% | [6 empty] | Most widespread technology | Most widespread technology | [7 empty] | Most widespread fuel |  |  | Most widespread technology |  | Most widespread technology |  |  | Most widespread technology | [7 empty] | Most widespread fuel |  | 40.6867 | 43.4573 | 7.94 | 63.2597 | 6.662 | 8 | 0.10284 | 0.016887 | 0.14804 | 0.0025887
Residential sector | Multifamily houses | Multifamily houses | 2000 - 2010 | 1.69 | 1.235 | 0.20149 | 0.052704 | 0.02 | 0.04443 | 0.0013703 | 0.0069042 | 0.033421 | 0.016549 | 0.0027344 | 0.43 | 1.1 | 0.27 | 0.9 |  | 100% | [6 empty] | 100% | 100% |  |  | 100% |  |  | 100% | 100% |  |  | 100% |  |  | 100% | 100% |  |  |  | 100% |  |  | 100% | [6 empty] | Most widespread technology | Most widespread technology | [7 empty] | Most widespread fuel |  |  | Most widespread technology |  | Most widespread technology |  |  | Most widespread technology | [7 empty] | Most widespread fuel |  | 31.0846 | 33.8967 | 7.94 | 48.3304 | 5.1964 | 8 | 0.051807 | 0.0068298 | 0.073206 | 0.001047
Residential sector | Multifamily houses | Multifamily houses | Post 2010 | 1.99 | 1.4542 | 0.97326 | 0.064194 | 0.02 | 0.054116 | 0.001669 | 0.0084094 | 0.040707 | 0.020157 | 0.0033305 | 0.34 | 1 | 0.18 | 0.52 | 100% | [7 empty] | 100% | 100% |  |  | 100% |  |  |  |  | 100% | 100% |  | 100% |  |  |  | 100% | 100% |  | 100% |  |  | 100% | 100% | [5 empty] | Most widespread technology | Most widespread technology | [7 empty] | Most widespread fuel |  |  | Most widespread technology |  | Most widespread technology |  |  | Most widespread technology | [7 empty] | Most widespread fuel |  | 29.563 | 31.3365 | 7.94 | 45.9645 | 4.8039 | 8 | 0.05879 | 0.030498 | 0.08276 | 0.0046754
Residential sector | Appartment blocks | Appartment blocks |  | 80.7248 |  |  | 0.9537 | 0.175 | 0.80397 | 0.024796 | 0.12493 | 0.60067
Residential sector | Appartment blocks | Appartment blocks | Before 1945 | 13.1564 | 9.6139 | 1.2665 | 0.15543 | 0.02 | 0.13103 | 0.0040412 | 0.020362 | 0.097897 | 0.048806 | 0.0087296 | 1.39 | 2.32 | 1.29 | 1.29 | 100% |  |  |  | 100% | [6 empty] | 100% |  |  | 100% | [5 empty] | 100% |  |  |  | 100% |  |  | 100% |  |  | 100% | [6 empty] | Most widespread technology | Most widespread technology | [7 empty] | Most widespread fuel |  |  | Most widespread technology |  | Most widespread technology |  |  | Most widespread technology | [7 empty] | Most widespread fuel |  | 55.2526 | 43.4573 | 7.94 | 85.9067 | 6.662 | 8.0194 | 0.63566 | 0.055038 | 0.93141 | 0.0084374
Residential sector | Appartment blocks | Appartment blocks | 1945 - 1969 | 16.6264 | 12.1496 | 1.8907 | 0.19643 | 0.04 | 0.16559 | 0.0051071 | 0.025732 | 0.12372 | 0.061678 | 0.011032 | 1.16 | 2.46 | 0.94 | 1.64 | 100% |  |  |  | 100% | [6 empty] | 100% |  |  | 100% | [5 empty] | 100% |  |  |  | 100% |  |  | 100% |  |  | 100% | [6 empty] | Most widespread technology | Most widespread technology | [7 empty] | Most widespread fuel |  |  | Most widespread technology |  | Most widespread technology |  |  | Most widespread technology | [7 empty] | Most widespread fuel |  | 54.2761 | 61.7093 | 7.94 | 84.3884 | 9.46 | 8.0194 | 0.79145 | 0.11668 | 1.1586 | 0.017887
Residential sector | Appartment blocks | Appartment blocks | 1970 - 1979 | 12.1464 | 8.8759 | 1.0848 | 0.1435 | 0.03 | 0.12097 | 0.003731 | 0.018798 | 0.090381 | 0.045059 | 0.0080594 | 0.93 | 2.6 | 0.59 | 2 |  | 100% | [8 empty] | 100% |  | 100% |  |  | 100% |  |  |  |  | 100% |  |  |  | 100% | 100% |  | 100% |  |  | 100% | [6 empty] | Most widespread technology | Most widespread technology | [7 empty] | Most widespread fuel |  |  | Most widespread technology |  | Most widespread technology |  |  | Most widespread technology | [7 empty] | Most widespread fuel |  | 49.5564 | 39.1115 | 7.94 | 77.0503 | 5.9958 | 8.0194 | 0.5363 | 0.042428 | 0.7813 | 0.0065042
Residential sector | Appartment blocks | Appartment blocks | 1980 - 1989 | 12.2164 | 8.927 | 1.0974 | 0.14433 | 0.03 | 0.12167 | 0.0037525 | 0.018907 | 0.090902 | 0.045319 | 0.0081059 | 0.8 | 2.4 | 0.51 | 1.07 |  | 100% | [8 empty] | 100% |  | 100% |  |  | 100% |  |  |  |  | 100% |  |  |  | 100% | 100% |  | 100% |  |  | 100% | [6 empty] | Most widespread technology | Most widespread technology | [7 empty] | Most widespread fuel |  |  | Most widespread technology |  | Most widespread technology |  |  | Most widespread technology | [7 empty] | Most widespread fuel |  | 45.8132 | 47.3684 | 7.94 | 71.2304 | 7.2616 | 8.0194 | 0.50597 | 0.051982 | 0.73384 | 0.0079688
Residential sector | Appartment blocks | Appartment blocks | 1990 - 1999 | 9.5964 | 7.0125 | 0.62605 | 0.11337 | 0.02 | 0.095574 | 0.0029477 | 0.014852 | 0.071407 | 0.035599 | 0.0063674 | 0.68 | 2.2 | 0.43 | 0.86 |  | 100% | [8 empty] | 100% |  | 100% |  |  | 100% |  |  |  |  | 100% |  |  |  | 100% | 100% |  | 100% |  |  | 100% | [6 empty] | Most widespread technology | Most widespread technology | [7 empty] | Most widespread fuel |  |  | Most widespread technology |  | Most widespread technology |  |  | Most widespread technology | [7 empty] | Most widespread fuel |  | 40.6867 | 43.4573 | 7.94 | 63.2597 | 6.662 | 8.0194 | 0.36151 | 0.027207 | 0.52057 | 0.0041708
Residential sector | Appartment blocks | Appartment blocks | 2000 - 2010 | 10.6364 | 7.7725 | 0.81315 | 0.12566 | 0.02 | 0.10593 | 0.0032672 | 0.016461 | 0.079145 | 0.039457 | 0.0070575 | 0.44 | 1.8 | 0.27 | 0.43 |  | 100% |  |  | 100% | [7 empty] | 100% |  |  | 100% |  |  |  | 100% |  |  | 100% | 100% |  |  |  | 100% |  |  | 100% | 100% | [5 empty] | Most widespread technology | Most widespread technology | [7 empty] | Most widespread fuel |  |  | Most widespread technology |  | Most widespread technology |  |  | Most widespread technology | [7 empty] | Most widespread fuel |  | 31.0846 | 33.8967 | 7.94 | 48.3304 | 5.1964 | 8.0194 | 0.32606 | 0.027563 | 0.46094 | 0.0042254
Residential sector | Appartment blocks | Appartment blocks | Post 2010 | 6.3464 | 4.6376 | 0.041377 | 0.074977 | 0.015 | 0.063206 | 0.0019494 | 0.009822 | 0.047224 | 0.023543 | 0.004211 | 0.34 | 1 | 0.18 | 0.52 | 100% | [7 empty] | 100% | 100% |  |  | 100% |  |  |  |  | 100% | 100% |  | 100% |  |  |  | 100% | 100% |  | 100% |  |  | 100% | 100% | [5 empty] | Most widespread technology | Most widespread technology | [7 empty] | Most widespread fuel |  |  | Most widespread technology |  | Most widespread technology |  |  | Most widespread technology | [7 empty] | Most widespread fuel |  | 29.563 | 31.3365 | 7.94 | 45.9645 | 4.8039 | 8.0194 | 0.18749 | 0.0012966 | 0.26406 | 0.00019877
Service sector | Total | Total |  |  |  |  | 0.58737 | 0.061072 | 0.27767 | 0.30753 | 0
Service sector | Total | Total | Before 1945 | 13.6441 | 13.6441 | 2.8093 | 0.099743 | 0.011744 | 0.046484 | 0.05265 | 0 | 0.090737 | 0.0090061 | 0 | 1.6 | 3.1 | 1 | 1 | [64 empty] | 62.5616 | 87.984 | 5.0373 | 95.0937 | 18.4766 | 10.0746 | 0.92233 | 0.24718 | 1.4349 | 0.051907 | 13.6441 | 11.87% | 24.36% | 23.89% | 11.73% | 7.842% | 20.3% | 100% |  | 0.3851% | 0.8238% | 0.25% | 1.431% | 0.6976% | 1.082%
Service sector | Total | Total | 1945 - 1969 | 15.32 | 15.32 | 3.3346 | 0.14459 | 0.014202 | 0.068694 | 0.075374 | 0 | 0.13074 | 0.01385 | 0 | 1.5775 | 2.9231 | 1.2352 | 0.99869 | [64 empty] | 65.2365 | 91.343 | 4.8238 | 99.1594 | 19.182 | 9.6476 | 1.0733 | 0.30459 | 1.6069 | 0.073964 | 15.32 | 29.5% | 18.67% | 18.08% | 11.75% | 6.136% | 15.86% | 100% |  | 1.075% | 1.323% | 0.2571% | 2.597% | 0.7829% | 1.422%
Service sector | Total | Total | 1970 - 1979 | 8.2 | 8.2 | 1.1032 | 0.07188 | 0.0076279 | 0.034266 | 0.037346 | 0 | 0.064891 | 0.0069896 | 0 | 1.4642 | 2.8288 | 1.1357 | 0.87835 | [64 empty] | 63.2895 | 91.987 | 5.0477 | 96.2 | 19.3173 | 10.0954 | 0.56037 | 0.10148 | 0.87162 | 0.02131 | 8.2 | 28.66% | 15.73% | 17.56% | 12.56% | 10% | 15.49% | 100% |  | 1.184% | 1.028% | 0.1745% | 2.843% | 1.304% | 1.233%
Service sector | Total | Total | 1980 - 1989 | 8.65 | 8.65 | 1.2442 | 0.076709 | 0.0080063 | 0.036503 | 0.039918 | 0 | 0.069301 | 0.0074083 | 0 | 1.2569 | 2.7562 | 0.99382 | 0.73528 | [64 empty] | 60.684 | 86.853 | 5.0407 | 92.2398 | 18.2391 | 10.0814 | 0.56852 | 0.10806 | 0.88508 | 0.022693 | 8.65 | 28.09% | 16.88% | 17.8% | 12.6% | 9.249% | 15.38% | 100% |  | 0.9453% | 0.6055% | 0.1503% | 1.838% | 0.817% | 0.9069%
Service sector | Total | Total | 1990 - 1999 | 8.98 | 8.98 | 1.3194 | 0.098876 | 0.0086671 | 0.04687 | 0.051857 | 0 | 0.089411 | 0.0094647 | 0 | 1 | 2.681 | 0.56826 | 0.57461 | [64 empty] | 55.4562 | 86.0835 | 4.4448 | 84.2934 | 18.0775 | 8.8897 | 0.53791 | 0.11358 | 0.83678 | 0.023852 | 8.98 | 36.53% | 20.38% | 8.909% | 10.02% | 9.354% | 14.81% | 100% |  | 1.284% | 0.771% | 0.004243% | 1.415% | 0.8267% | 0.8931%
Service sector | Total | Total | 2000 - 2010 | 7.05 | 7.05 | 0.74276 | 0.059741 | 0.0063302 | 0.027924 | 0.031634 | 0 | 0.054232 | 0.0055083 | 1.0408e-17 | 0.48099 | 2.5074 | 0.3 | 0.5 | [64 empty] | 54.8151 | 91.6888 | 5.0711 | 83.3189 | 19.2547 | 10.1423 | 0.4222 | 0.068103 | 0.6589 | 0.014302 | 7.05 | 19.01% | 23.69% | 13.9% | 12.34% | 12.48% | 18.58% | 100% |  | 0.5644% | 0.6191% | 0.04689% | 1.401% | 0.8554% | 0.8616%
Service sector | Total | Total | Post 2010 | 5.03 | 5.03 | 0.10969 | 0.03584 | 0.0044935 | 0.016928 | 0.018755 | 0 | 0.032413 | 0.0034274 | -5.2042e-18 | 0.34817 | 1.6537 | 0.18817 | 0.38926 | [64 empty] | 51.9256 | 79.6957 | 5.7804 | 78.9269 | 16.7361 | 11.5607 | 0.29026 | 0.0087418 | 0.45515 | 0.0018358 | 5.03 | 18.29% | 16.9% | 16.7% | 15.9% | 15.71% | 16.5% | 100% |  | 0.6639% | 0.6161% | 0.02951% | 3.632% | 1.944% | 1.111%
Service sector | Offices | Offices |  |  |  |  | 0.30785 | 0.02 | 0.15035 | 0.1575 | 0
Service sector | Offices | Offices | Before 1945 | 1.62 | 1.62 | 0.26326 | 0.030299 | 0.0019684 | 0.014798 | 0.015501 | 0 | 0.027163 | 0.0031359 | 0 | 1.6 | 3.1 | 1 | 1 | [64 empty] | 65.3287 | 87.984 | 2.077 | 99.2996 | 18.4766 | 4.1539 | 0.1092 | 0.023162 | 0.16759 | 0.0048641
Service sector | Offices | Offices | 1945 - 1969 | 4.52 | 4.52 | 1.1721 | 0.084537 | 0.0054921 | 0.041288 | 0.043249 | 0 | 0.075788 | 0.0087496 | 0 | 1.5 | 3.05 | 1.2 | 0.9 | [64 empty] | 67.5944 | 81.8251 | 2.077 | 102.7435 | 17.1833 | 4.1539 | 0.31491 | 0.095909 | 0.42318 | 0.030141
Service sector | Offices | Offices | 1970 - 1979 | 2.35 | 2.35 | 0.49204 | 0.043952 | 0.0028554 | 0.021466 | 0.022486 | 0 | 0.039403 | 0.004549 | 0 | 1.4 | 3 | 1.1 | 0.7 | [64 empty] | 65.7063 | 82.6401 | 2.077 | 99.8735 | 17.3544 | 4.1539 | 0.15929 | 0.040662 | 0.24446 | 0.008539
Service sector | Offices | Offices | 1980 - 1989 | 2.43 | 2.43 | 0.51711 | 0.045448 | 0.0029526 | 0.022197 | 0.023251 | 0 | 0.040744 | 0.0047039 | 0 | 1.3 | 2.9 | 0.85 | 0.8 | [64 empty] | 61.1748 | 76.0274 | 2.077 | 92.9857 | 15.9658 | 4.1539 | 0.1537 | 0.039315 | 0.23605 | 0.0082561
Service sector | Offices | Offices | 1990 - 1999 | 3.28 | 3.28 | 0.75529 | 0.061346 | 0.0039854 | 0.029961 | 0.031384 | 0 | 0.054996 | 0.0063493 | 0 | 1 | 2.7 | 0.6 | 0.6 | [64 empty] | 54.5035 | 69.4147 | 2.077 | 82.8453 | 14.5771 | 4.1539 | 0.18558 | 0.052429 | 0.28536 | 0.01101
Service sector | Offices | Offices | 2000 - 2010 | 1.34 | 1.34 | 0.1755 | 0.025062 | 0.0016282 | 0.01224 | 0.012822 | 0 | 0.022468 | 0.0025939 | 0 | 0.4 | 1.9 | 0.3 | 0.5 | [64 empty] | 54.6608 | 63.1674 | 2.077 | 83.0845 | 13.2652 | 4.1539 | 0.076029 | 0.011086 | 0.1169 | 0.0023281
Service sector | Offices | Offices | Post 2010 | 0.92 | 0.92 | 0.043876 | 0.017207 | 0.0011179 | 0.0084038 | 0.008803 | 0 | 0.015426 | 0.0017809 | 0 | 0.34 | 1 | 0.18 | 0.52 | [64 empty] | 50.8909 | 62.4964 | 2.077 | 77.3542 | 13.1242 | 4.1539 | 0.04873 | 0.0027421 | 0.074987 | 0.00057584
Service sector | Trade | Trade |  |  |  |  | 0.24845 | 0.01 | 0.11056 | 0.13789 | 0
Service sector | Trade | Trade | Before 1945 | 3.3241 | 3.3241 | 0.79732 | 0.062171 | 0.0025023 | 0.027666 | 0.034505 | 0 | 0.057508 | 0.0046628 | 0 | 1.6 | 3.1 | 1 | 1 | [64 empty] | 65.958 | 87.984 | 2.4001 | 100.2562 | 18.4766 | 4.8001 | 0.22723 | 0.070151 | 0.34922 | 0.014732
Service sector | Trade | Trade | 1945 - 1969 | 2.86 | 2.86 | 0.65187 | 0.05349 | 0.0021529 | 0.023803 | 0.029687 | 0 | 0.049479 | 0.0040118 | 0 | 1.61 | 2.87 | 1.25 | 1.04 | [64 empty] | 67.1538 | 109.98 | 2.4001 | 102.0738 | 23.0958 | 4.8001 | 0.19892 | 0.071693 | 0.30566 | 0.015056
Service sector | Trade | Trade | 1970 - 1979 | 1.29 | 1.29 | 0.15983 | 0.024127 | 0.00097109 | 0.010736 | 0.01339 | 0 | 0.022317 | 0.0018095 | 0 | 1.49 | 2.76 | 1.15 | 0.95 | [64 empty] | 65.3287 | 110.531 | 2.4001 | 99.2996 | 23.2115 | 4.8001 | 0.08737 | 0.017667 | 0.13429 | 0.00371
Service sector | Trade | Trade | 1980 - 1989 | 1.46 | 1.46 | 0.21311 | 0.027306 | 0.0010991 | 0.012151 | 0.015155 | 0 | 0.025258 | 0.002048 | 0 | 1.24 | 2.7 | 1.05 | 0.71 | [64 empty] | 61.0489 | 111.0821 | 2.4001 | 92.7944 | 23.3272 | 4.8001 | 0.092636 | 0.023673 | 0.14249 | 0.0049713
Service sector | Trade | Trade | 1990 - 1999 | 1.83 | 1.83 | 0.32907 | 0.034226 | 0.0013776 | 0.015231 | 0.018996 | 0 | 0.031659 | 0.002567 | 0 | 1 | 2.67 | 0.55 | 0.56 | [64 empty] | 70.8042 | 128.8552 | 2.4001 | 107.6224 | 27.0596 | 4.8001 | 0.13396 | 0.042402 | 0.20573 | 0.0089045
Service sector | Trade | Trade | 2000 - 2010 | 1.67 | 1.67 | 0.27893 | 0.031234 | 0.0012571 | 0.013899 | 0.017335 | 0 | 0.028891 | 0.0023425 | 0 | 0.5 | 2.65 | 0.3 | 0.5 | [64 empty] | 65.4545 | 130.1438 | 2.4001 | 99.4909 | 27.3302 | 4.8001 | 0.11332 | 0.0363 | 0.17417 | 0.0076231
Service sector | Trade | Trade | Post 2010 | 0.85 | 0.85 | 0.021938 | 0.015898 | 0.00063986 | 0.0070744 | 0.0088231 | 0 | 0.014705 | 0.0011923 | 0 | 0.35 | 1.8 | 0.19 | 0.36 | [64 empty] | 64.1958 | 103.7285 | 2.4001 | 97.5776 | 21.783 | 4.8001 | 0.056606 | 0.0022756 | 0.087021 | 0.00047787
Service sector | Education | Education |  |  |  |  | 0.009 | 0.009 | 0.0068292 | 0 | 0
Service sector | Education | Education | Before 1945 | 3.26 | 3.26 | 0.77723 | 0.0025228 | 0.0025228 | 0.0019143 | 0 | 0 | 0.002104 | 0.00041878 | 0 | 1.6 | 3.1 | 1 | 1 | [64 empty] | 66.4615 | 87.984 | 3.877 | 101.0215 | 18.4766 | 7.754 | 0.2293 | 0.068384 | 0.35461 | 0.014361
Service sector | Education | Education | 1945 - 1969 | 2.77 | 2.77 | 0.62367 | 0.0021436 | 0.0021436 | 0.0016266 | 0 | 0 | 0.0017878 | 0.00035584 | 0 | 1.61 | 2.87 | 1.25 | 1.04 | [64 empty] | 67.7203 | 95.9025 | 3.877 | 102.9348 | 20.1395 | 7.754 | 0.19832 | 0.059811 | 0.30661 | 0.01256
Service sector | Education | Education | 1970 - 1979 | 1.44 | 1.44 | 0.20684 | 0.0011144 | 0.0011144 | 0.00084558 | 0 | 0 | 0.00092938 | 0.00018498 | 0 | 1.49 | 2.76 | 1.15 | 0.95 | [64 empty] | 65.958 | 96.8657 | 3.877 | 100.2562 | 20.3418 | 7.754 | 0.10056 | 0.020036 | 0.15553 | 0.0042076
Service sector | Education | Education | 1980 - 1989 | 1.54 | 1.54 | 0.23818 | 0.0011917 | 0.0011917 | 0.0009043 | 0 | 0 | 0.00099392 | 0.00019783 | 0 | 1.24 | 2.7 | 1.05 | 0.71 | [64 empty] | 61.8671 | 83.7885 | 3.877 | 94.038 | 17.5956 | 7.754 | 0.10125 | 0.019957 | 0.15676 | 0.004191
Service sector | Education | Education | 1990 - 1999 | 0.8 | 0.8 | 0.006268 | 0.00061909 | 0.00061909 | 0.00046976 | 0 | 0 | 0.00051632 | 0.00010277 | 0 | 1 | 2.67 | 0.55 | 0.56 | [64 empty] | 54.2517 | 70.7113 | 3.877 | 82.4626 | 14.8494 | 7.754 | 0.046503 | 0.00044322 | 0.072173 | 9.3076e-05
Service sector | Education | Education | 2000 - 2010 | 0.98 | 0.98 | 0.06268 | 0.00075838 | 0.00075838 | 0.00057546 | 0 | 0 | 0.00063249 | 0.00012589 | 0 | 0.5 | 2.65 | 0.3 | 0.5 | [64 empty] | 57.4238 | 80.6109 | 3.877 | 87.2841 | 16.9283 | 7.754 | 0.060075 | 0.0050527 | 0.093137 | 0.0010611
Service sector | Education | Education | Post 2010 | 0.84 | 0.84 | 0.018804 | 0.00065004 | 0.00065004 | 0.00049325 | 0 | 0 | 0.00054214 | 0.00010791 | 0 | 0.35 | 1.8 | 0.19 | 0.36 | [64 empty] | 52.9175 | 73.0915 | 3.877 | 80.4346 | 15.3492 | 7.754 | 0.047707 | 0.0013744 | 0.074078 | 0.00028863
Service sector | Health | Health |  |  |  |  | 0.005 | 0.005 | 0.002621 | 0.002379 | 0
Service sector | Health | Health | Before 1945 | 1.6 | 1.6 | 0.25699 | 0.00098888 | 0.00098888 | 0.00051837 | 0.00047051 | 0 | 0.00082472 | 0.00016415 | 0 | 1.6 | 3.1 | 1 | 1 | [64 empty] | 83.3287 | 87.984 | 19.2927 | 126.6596 | 18.4766 | 38.5854 | 0.16419 | 0.022611 | 0.26439 | 0.0047483
Service sector | Health | Health | 1945 - 1969 | 1.8 | 1.8 | 0.31967 | 0.0011125 | 0.0011125 | 0.00058316 | 0.00052932 | 0 | 0.00092781 | 0.00018467 | 0 | 1.61 | 2.87 | 1.25 | 1.04 | [64 empty] | 84.6503 | 81.8251 | 19.2927 | 128.6685 | 17.1833 | 38.5854 | 0.1871 | 0.026157 | 0.30106 | 0.0054929
Service sector | Health | Health | 1970 - 1979 | 1.03 | 1.03 | 0.07835 | 0.00063659 | 0.00063659 | 0.0003337 | 0.00030289 | 0 | 0.00053091 | 0.00010567 | 0 | 1.49 | 2.76 | 1.15 | 0.95 | [64 empty] | 82.6363 | 82.6401 | 19.2927 | 125.6072 | 17.3544 | 38.5854 | 0.10499 | 0.0064749 | 0.16912 | 0.0013597
Service sector | Health | Health | 1980 - 1989 | 1.09 | 1.09 | 0.097154 | 0.00067367 | 0.00067367 | 0.00035314 | 0.00032053 | 0 | 0.00056184 | 0.00011183 | 0 | 1.24 | 2.7 | 1.05 | 0.71 | [64 empty] | 82.8252 | 73.1378 | 19.2927 | 125.8942 | 15.3589 | 38.5854 | 0.11131 | 0.0071056 | 0.17928 | 0.0014922
Service sector | Health | Health | 1990 - 1999 | 0.9 | 0.9 | 0.037608 | 0.00055624 | 0.00055624 | 0.00029158 | 0.00026466 | 0 | 0.00046391 | 9.2336e-05 | 0 | 1 | 2.67 | 0.55 | 0.56 | [64 empty] | 70.5524 | 63.6356 | 19.2927 | 107.2397 | 13.3635 | 38.5854 | 0.080861 | 0.0023932 | 0.13124 | 0.00050257
Service sector | Health | Health | 2000 - 2010 | 0.87 | 0.87 | 0.028206 | 0.0005377 | 0.0005377 | 0.00028186 | 0.00025584 | 0 | 0.00044844 | 8.9258e-05 | 0 | 0.5 | 2.65 | 0.3 | 0.5 | [64 empty] | 72.3902 | 71.9082 | 19.2927 | 110.0331 | 15.1007 | 38.5854 | 0.079764 | 0.0020282 | 0.1293 | 0.00042593
Service sector | Health | Health | Post 2010 | 0.8 | 0.8 | 0.006268 | 0.00049444 | 0.00049444 | 0.00025918 | 0.00023525 | 0 | 0.00041236 | 8.2077e-05 | 0 | 0.35 | 1.8 | 0.19 | 0.36 | [64 empty] | 68.8972 | 66.3492 | 19.2927 | 104.7237 | 13.9333 | 38.5854 | 0.070552 | 0.00041588 | 0.11465 | 8.7334e-05
Service sector | Hotels and Restaurants | Hotels and Restaurants |  |  |  |  | 0.0060717 | 0.0060717 | 0.0029041 | 0.0031676 | 0
Service sector | Hotels and Restaurants | Hotels and Restaurants | Before 1945 | 1.07 | 1.07 | 0.090886 | 0.0010581 | 0.0010581 | 0.00050609 | 0.00055201 | 0 | 0.00088245 | 0.00017564 | 0 | 1.6 | 3.1 | 1 | 1 | [64 empty] | 53.1189 | 87.984 | 4.8463 | 80.7407 | 18.4766 | 9.6925 | 0.062023 | 0.0079965 | 0.096764 | 0.0016793
Service sector | Hotels and Restaurants | Hotels and Restaurants | 1945 - 1969 | 0.94 | 0.94 | 0.050144 | 0.00092954 | 0.00092954 | 0.0004446 | 0.00048494 | 0 | 0.00077524 | 0.0001543 | 0 | 1.61 | 2.87 | 1.25 | 1.04 | [64 empty] | 55.0699 | 85.3445 | 4.8463 | 83.7063 | 17.9223 | 9.6925 | 0.056321 | 0.0042795 | 0.087795 | 0.0008987
Service sector | Hotels and Restaurants | Hotels and Restaurants | 1970 - 1979 | 0.82 | 0.82 | 0.012536 | 0.00081088 | 0.00081088 | 0.00038784 | 0.00042303 | 0 | 0.00067627 | 0.00013461 | 0 | 1.49 | 2.76 | 1.15 | 0.95 | [64 empty] | 54.3461 | 86.1965 | 4.8463 | 82.6061 | 18.1013 | 9.6925 | 0.048538 | 0.0010806 | 0.075685 | 0.00022692
Service sector | Hotels and Restaurants | Hotels and Restaurants | 1980 - 1989 | 0.8 | 0.8 | 0.006268 | 0.0007911 | 0.0007911 | 0.00037838 | 0.00041272 | 0 | 0.00065978 | 0.00013132 | 0 | 1.24 | 2.7 | 1.05 | 0.71 | [64 empty] | 53.6224 | 76.2821 | 4.8463 | 81.506 | 16.0192 | 9.6925 | 0.046775 | 0.00047814 | 0.072959 | 0.00010041
Service sector | Hotels and Restaurants | Hotels and Restaurants | 1990 - 1999 | 0.84 | 0.84 | 0.018804 | 0.00083066 | 0.00083066 | 0.0003973 | 0.00043335 | 0 | 0.00069277 | 0.00013789 | 0 | 1 | 2.67 | 0.55 | 0.56 | [64 empty] | 44.3077 | 66.3677 | 4.8463 | 67.3477 | 13.9372 | 9.6925 | 0.041289 | 0.001248 | 0.064714 | 0.00026208
Service sector | Hotels and Restaurants | Hotels and Restaurants | 2000 - 2010 | 0.88 | 0.88 | 0.03134 | 0.00087021 | 0.00087021 | 0.00041622 | 0.00045399 | 0 | 0.00072576 | 0.00014445 | 0 | 0.5 | 2.65 | 0.3 | 0.5 | [64 empty] | 45.6042 | 74.9955 | 4.8463 | 69.3184 | 15.7491 | 9.6925 | 0.044396 | 0.0023504 | 0.06953 | 0.00049358
Service sector | Hotels and Restaurants | Hotels and Restaurants | Post 2010 | 0.79 | 0.79 | 0.003134 | 0.00078121 | 0.00078121 | 0.00037365 | 0.00040756 | 0 | 0.00065153 | 0.00012968 | 0 | 0.35 | 1.8 | 0.19 | 0.36 | [64 empty] | 42.9357 | 69.1554 | 4.8463 | 65.2622 | 14.5226 | 9.6925 | 0.037748 | 0.00021673 | 0.059214 | 4.5514e-05
Service sector | Other non-residential buildings | Other non-residential buildings |  |  |  |  | 0.011 | 0.011 | 0.0044 | 0.0066 | 0
Service sector | Other non-residential buildings | Other non-residential buildings | Before 1945 | 2.77 | 2.77 | 0.62367 | 0.0027036 | 0.0027036 | 0.0010815 | 0.0016222 | 0 | 0.0022548 | 0.0004488 | 0 | 1.6 | 3.1 | 1 | 1 | [64 empty] | 43.9301 | 87.984 | 3.1385 | 66.7737 | 18.4766 | 6.2771 | 0.13038 | 0.054873 | 0.20235 | 0.011523
Service sector | Other non-residential buildings | Other non-residential buildings | 1945 - 1969 | 2.43 | 2.43 | 0.51711 | 0.0023718 | 0.0023718 | 0.00094871 | 0.0014231 | 0 | 0.0019781 | 0.00039372 | 0 | 1.61 | 2.87 | 1.25 | 1.04 | [64 empty] | 45.3147 | 91.2857 | 3.1385 | 68.8783 | 19.17 | 6.2771 | 0.11774 | 0.047205 | 0.18263 | 0.009913
Service sector | Other non-residential buildings | Other non-residential buildings | 1970 - 1979 | 1.27 | 1.27 | 0.15357 | 0.0012396 | 0.0012396 | 0.00049583 | 0.00074374 | 0 | 0.0010338 | 0.00020577 | 0 | 1.49 | 2.76 | 1.15 | 0.95 | [64 empty] | 43.8042 | 96.2336 | 3.1385 | 66.5824 | 20.2091 | 6.2771 | 0.059617 | 0.014778 | 0.092531 | 0.0031034
Service sector | Other non-residential buildings | Other non-residential buildings | 1980 - 1989 | 1.33 | 1.33 | 0.17237 | 0.0012981 | 0.0012981 | 0.00051925 | 0.00077888 | 0 | 0.0010826 | 0.00021549 | 0 | 1.24 | 2.7 | 1.05 | 0.71 | [64 empty] | 44.1189 | 101.1816 | 3.1385 | 67.0607 | 21.2481 | 6.2771 | 0.062852 | 0.017441 | 0.097539 | 0.0036625
Service sector | Other non-residential buildings | Other non-residential buildings | 1990 - 1999 | 1.33 | 1.33 | 0.17237 | 0.0012981 | 0.0012981 | 0.00051925 | 0.00077888 | 0 | 0.0010826 | 0.00021549 | 0 | 1 | 2.67 | 0.55 | 0.56 | [64 empty] | 34.2378 | 105.2288 | 3.1385 | 52.0414 | 22.0981 | 6.2771 | 0.04971 | 0.018138 | 0.077564 | 0.003809
Service sector | Other non-residential buildings | Other non-residential buildings | 2000 - 2010 | 1.31 | 1.31 | 0.1661 | 0.0012786 | 0.0012786 | 0.00051145 | 0.00076717 | 0 | 0.0010664 | 0.00021225 | 0 | 0.5 | 2.65 | 0.3 | 0.5 | [64 empty] | 33.9734 | 104.4786 | 3.1385 | 51.6396 | 21.9405 | 6.2771 | 0.048617 | 0.017354 | 0.075871 | 0.0036444
Service sector | Other non-residential buildings | Other non-residential buildings | Post 2010 | 0.83 | 0.83 | 0.01567 | 0.00081012 | 0.00081012 | 0.00032405 | 0.00048607 | 0 | 0.00067564 | 0.00013448 | 0 | 0.35 | 1.8 | 0.19 | 0.36 | [64 empty] | 31.7014 | 103.7285 | 3.1385 | 48.1861 | 21.783 | 6.2771 | 0.028917 | 0.0016254 | 0.045204 | 0.00034134
0.011
18.01%
Estimated
Following information have been retrieved by experts questioning and relate to Eastern Europe (Poland, Czech Republic, Hungary, Slovenia, Slovakia, Croatia, Bulgaria, Romania)
OFFICES
Construction materials:
Walls: in the majority of the cases BRICKS were used and INSULATION is present only in few cases.
Windows: in the majority of the cases WOOD was used . LOW-EMITTANCE GLASS is present only in few cases.
Roofs: in the majority of the cases CONCRETE ans METALLIC ROOF BOARDS were used and INSULATION in most of the cases is not present.
Floors: in the majority of the cases CONCRETE was used and INSULATION is present only in few cases.
Construction methodologies:
Walls: the most common methodology is SOLID WALL.
Windows: DOUBLE GLAZING is the most common.
Roofs: FLAT ROOF is the most common.
Floors: CONCRETE SLAB is the most common.
TRADE
Construction materials:
Walls: in the majority of the cases BRICKS were used and INSULATION is present only in few cases.
Windows: in the majority of the cases WOOD was used . LOW-EMITTANCE GLASS is present only in few cases.
Roofs: in the majority of the cases CONCRETE was used and INSULATION in most of the cases is not present.
Floors: in the majority of the cases CONCRETE was used and INSULATION is present only in few cases.
Construction methodologies:
Walls: the most common methodology is SOLID WALL.
Windows: DOUBLE GLAZING is the most common.
Roofs: FLAT ROOF is the most common.
Floors: CONCRETE SLAB is the most common.
EDUCATION
Construction materials:
Walls: in the majority of the cases BRICKS were used and INSULATION is present only in few cases.
Windows: in the majority of the cases SYNTHETIC was used . LOW-EMITTANCE GLASS is present only in few cases.
Roofs: in the majority of the cases CONCRETE ans TILES were used and INSULATION in most of the cases is not present.
Floors: in the majority of the cases CONCRETE was used and INSULATION is present only in few cases.
Construction methodologies:
Walls: the most common methodology is SOLID WALL.
Windows: DOUBLE GLAZING is the most common.
Roofs: FLAT ROOF is the most common.
Floors: CONCRETE SLAB is the most common.
HEALTH
Construction materials:
Walls: in the majority of the cases BRICKS were used and INSULATION is present only in few cases.
Windows: in the majority of the cases WOOD was used . LOW-EMITTANCE GLASS is present only in few cases.
Roofs: in the majority of the cases CONCRETE ans METALLIC ROOF BOARDS were used and INSULATION in most of the cases is not present.
Floors: in the majority of the cases CONCRETE was used and INSULATION is present only in few cases.
Construction methodologies:
Walls: the most common methodology is SOLID WALL.
Windows: DOUBLE GLAZING is the most common.
Roofs: FLAT ROOF is the most common.
Floors: CONCRETE SLAB is the most common.
HOTELS AND RESTAURANTS
Construction materials:
Walls: in the majority of the cases BRICKS were used and INSULATION is present only in few cases.
Windows: about 50% of the frames are made of SYNTHETIC/PVC material and the other 50% of ALUMINIUM. LOW-EMITTANCE GLASS is present only in few cases.
Roofs: in the majority of the cases CONCRETE ans BRICKS were used and INSULATION is most times not present.
Floors: in the majority of the cases CONCRETE was used and INSULATION is present only in few cases.
Construction methodologies:
Walls: the most common methodology is SOLID WALL.
Windows: DOUBLE GLAZING is the most common.
Roofs: FLAT ROOF is the most common.
Floors: CONCRETE SLAB is the most common.
OTHER NON RESIDENTIAL BUILDINGS
Construction materials:
Walls: in the majority of the cases BRICKS were used and INSULATION is present only in few cases.
Windows: in the majority of the cases WOOD was used . LOW-EMITTANCE GLASS is present only in few cases.
Roofs: in the majority of the cases CONCRETE ans METALLIC ROOF BOARDS were used and INSULATION in most of the cases is not present.
Floors: in the majority of the cases CONCRETE was used and INSULATION is present only in few cases.
Construction methodologies:
Walls: the most common methodology is SOLID WALL.
Windows: DOUBLE GLAZING is the most common.
Roofs: FLAT ROOF is the most common.
Floors: CONCRETE SLAB is the most common.
Following information have been retrieved by experts questioning and relate to Eastern Europe (Poland, Czech Republic, Hungary, Slovenia, Slovakia, Croatia, Bulgaria, Romania)
OFFICES
Space heating:
The most common is the non-condesing boiler, gas.
Space cooling:
Not present in most of the cases.
DHW:
The most common is the non-condesing boiler, gas.
TRADE
Space heating:
The most common is the non-condesing boiler, gas.
Space cooling:
Not present in most of the cases.
DHW:
The most common is the non-condesing boiler, gas.
EDUCATION
Space heating:
The most common is the non-condesing boiler, gas.
Space cooling:
Not present in most of the cases.
DHW:
The most common is the non-condesing boiler, gas.
HEALTH
Space heating:
The most common is the non-condesing boiler, gas.
Space cooling:
Present in most of the cases.
DHW:
The most common fuel used is gas.
HOTELS AND RESTAURANTS
Space heating:
The most common is the non-condesing boiler, gas.
Space cooling:
Not present in most of the cases.
DHW:
The most common is the non-condesing boiler, gas.
OTHER NON RESIDENTIAL BUILDINGS
Space heating:
The most common is the non-condesing boiler, gas.
Space cooling:
Not present in most of the cases.
DHW:
The most common is the non-condesing boiler, gas.
Note on U2: TABULA, TABULA WebTool, 2017 http://webtool.building-typology.eu/#bm
Note on AF2: TABULA, TABULA WebTool, 2017 http://webtool.building-typology.eu/#bm
Note on AN2: TABULA, TABULA WebTool, 2017 http://webtool.building-typology.eu/#bm
Note on AU2: TABULA, TABULA WebTool, 2017 http://webtool.building-typology.eu/#bm
Note on BD2: SPezzutto: TABULA, TABULA WebTool, 2017 http://webtool.building-typology.eu/#bm
Note on BR2: SPezzutto: TABULA, TABULA WebTool, 2017 http://webtool.building-typology.eu/#bm
Note on BT2: SPezzutto: TABULA, TABULA WebTool, 2017 http://webtool.building-typology.eu/#bm

## Croatia
[19 empty] | WALLS | [10 empty] | WINDOWS | [7 empty] | ROOF | [6 empty] | FLOOR | [8 empty] | SPACE HEATING | [13 empty] | SPACE COOLING |  | DHW
|  |  |  | Area |  |  |  |  | Tenure/ownership status and distribution |  |  | Occupancy |  |  | Construction features (U-values) |  |  |  | construction material |  |  |  | construction methodology | [6 empty] | construction material |  |  | construction methodology |  |  |  |  | construction material | [6 empty] | construction material |  |  |  | construction methodology |  |  |  |  | individual | central | district heating | boiler |  | combined | stove | electric heating | heat pump | fossil fuels |  |  | electricity | biomass | no space cooling | space cooling | individual | central | district heating | boiler |  | Combined | Solar collectors | heat pump | fossil fuels |  |  | electricity | biomass | Useful energy demand |  |  | Final energy consumption |  |  | Total useful energy demand |  | Total final energy consumption
Sector | Subsector | Building type | Buidling age class | Covered area: constructed [Mm²] | Covered area: heated [Mm²] | Covered area: cooled [Mm²] | Number of dwellings/units [Mil.] | Number of buildings [Mil.] | Owner occupied - dwellings/units [Mil.] | Private rented - dwellings/units [Mil.] | Social housing - dwellings/units [Mil.] | Occupied [Mil.] | Vacant [Mil.] | Secondary dwellings/ units and others [Mil.] | Walls | Windows | Roof | Floor | brick | concrete | wood | other | solid wall |  | cavity wall |  | honeycomb bricks / hollow blocks wall |  | other | wood | synthetic / pvc | aluminium | single glazing | double glazing |  | triple glazing |  | wood | concrete | concrete + bricks | tilted roof |  | flat roof |  | wood | concrete | concrete + bricks | other | concrete slab |  | wooden floor (rafters + boards) |  | other |  |  |  | non-condensing | condensing |  |  |  |  | solid | liquid | gas | [7 empty] | non-condensing | condensing |  |  |  | solid | liquid | gas |  |  | Space heating [kWh/m² year] | Space cooling [kWh/m² year] | Domestic hot water [kWh/m² year] | Space heating [kWh/m² year] | Space cooling [kWh/m² year] | Domestic hot water [kWh/m² year] | Space heating+Domestic hot water [TWh/year] | Space cooling [TWh/year] | Space heating+Domestic hot water [TWh/year] | Space cooling [TWh/year]
|  |  |  | 58.3328 | [19 empty] | insulation |  | insulation |  | insulation | [6 empty] | low-e |  | low-e |  |  |  |  | insulation |  | insulation | [5 empty] | insulation |  | insulation
Residential sector | Total | Total |  | 136.5 |  |  | 2.34 | 0.803 | 2.099 | 0.04212 | 0.1989 | 0.3315
Residential sector | Total | Total | Before 1945 | 17.69 | 2.7138 | 3.6622 | 0.30256 | 0.1 | 0.2714 | 0.0054461 | 0.025718 | 0.18733 | 0.055974 | 0.059259 | 1.8284 | 2.3516 | 1.6712 | 1.0931 | 8.314% | 25.26% |  | 66.42% | 100% | 0% | [5 empty] | 100% |  |  | 74.74% | 25.26% |  |  |  | 74.74% | 25.26% |  | 74.74% |  | 25.26% |  |  | 100% |  |  | 100% | [5 empty] | Most widespread technology |  | Most widespread technology | [6 empty] | Widespread fuel |  |  | Widespread fuel | Most widespread technology |  |  | Most widespread technology |  | Most widespread technology | [7 empty] | Most widespread fuel |  | 181.3429 | 50.5533 | 13.28 | 226.4791 | 20.8836 | 31.4497 | 0.72705 | 0.18514 | 1.171 | 0.07648 | 17.69 | 66.42% | 8.314% | 25.26% | 100% |  | 0.3526% | 0.3817% | 0.1175% | 0.651%
Residential sector | Total | Total | 1945 - 1969 | 23.36 | 3.5836 | 5.7087 | 0.39825 | 0.15 | 0.35723 | 0.0071685 | 0.033851 | 0.29071 | 0.073677 | 0.033861 | 1.3963 | 2.745 | 0.85315 | 1.0813 | 66.01% | 33.99% |  |  | 24.7% | 0% |  |  | 75.3% |  |  | 100% |  |  | 9.285% | 90.71% |  |  |  |  | 100% |  | 66.01% | 66.01% | 33.99% |  |  | 100% |  |  | 100% | 24.7% |  |  |  |  | Most widespread technology |  | Most widespread technology | [6 empty] | Widespread fuel |  |  | Widespread fuel | Most widespread technology |  |  | Most widespread technology |  | Most widespread technology | [7 empty] | Most widespread fuel |  | 181.3021 | 71.7857 | 13.28 | 226.4281 | 29.6547 | 31.4497 | 0.95994 | 0.40981 | 1.5461 | 0.16929 | 23.36 | 66.01% | 9.285% | 24.7% | 100% |  | 0.4973% | 0.6055% | 0.1175% | 0.7168%
Residential sector | Total | Total | 1970 - 1979 | 25.11 | 3.8521 | 6.2323 | 0.42711 | 0.155 | 0.38312 | 0.007688 | 0.036304 | 0.31882 | 0.061253 | 0.047038 | 0.90009 | 2.5533 | 0.66635 | 0.70565 | 64.4% | 35.6% |  |  | 24.31% | 0% |  |  | 75.69% | 64.4% |  | 100% |  |  |  | 100% |  |  |  |  | 100% |  | 64.4% | 64.4% | 35.6% |  |  | 100% |  |  | 100% | 100% |  |  |  |  | Most widespread technology |  | Most widespread technology | [6 empty] | Widespread fuel |  |  | Widespread fuel | Most widespread technology |  |  | Most widespread technology |  | Most widespread technology | [7 empty] | Most widespread fuel |  | 137.7311 | 45.498 | 13.28 | 172.0124 | 18.7952 | 31.4497 | 0.86401 | 0.28356 | 1.4523 | 0.11714 | 25.11 | 64.4% | 11.29% | 24.31% | 100% |  | 0.7078% | 0.9279% | 0.1612% | 0.8864%
Residential sector | Total | Total | 1980 - 1989 | 19.19 | 2.9439 | 4.4611 | 0.32949 | 0.1 | 0.29555 | 0.0059308 | 0.028007 | 0.23498 | 0.060956 | 0.033559 | 0.475 | 1.9968 | 0.32887 | 0.49982 | 69.05% | 30.95% |  |  | 30.95% | 30.95% | 69.05% | 69.05% |  |  |  | 25.94% | 5.016% | 69.05% |  | 100% | 74.06% |  |  |  | 100% |  | 69.05% | 69.05% | 30.95% | 30.95% |  | 100% |  |  | 100% | 100% |  |  |  |  | Most widespread technology |  | Most widespread technology | [6 empty] | Widespread fuel |  |  | Widespread fuel | Most widespread technology |  |  | Most widespread technology |  | Most widespread technology | [7 empty] | Most widespread fuel |  | 144.5335 | 55.1031 | 13.28 | 180.5079 | 22.7631 | 31.4497 | 0.68034 | 0.24582 | 1.1349 | 0.10155 | 19.19 | 69.05% | 5.016% | 25.94% | 100% |  | 0.5956% | 0.8589% | 0.2541% | 0.9199%
Residential sector | Total | Total | 1990 - 1999 | 17.54 | 2.6908 | 3.9674 | 0.30228 | 0.1 | 0.27115 | 0.0054411 | 0.025694 | 0.20663 | 0.055922 | 0.039735 | 0.2945 | 1.3369 | 0.22517 | 0.26533 | 66.13% | 33.87% |  |  | 33.87% | 33.87% | 66.13% | 66.13% |  |  |  | 26.59% | 7.278% | 66.13% |  | 100% | 73.41% |  |  |  | 100% |  | 66.13% | 66.13% | 33.87% | 33.87% |  | 100% |  |  | 100% | 100% |  |  |  |  | Most widespread technology |  | Most widespread technology | [6 empty] | Widespread fuel |  |  | Widespread fuel | Most widespread technology |  |  | Most widespread technology |  | Most widespread technology | [7 empty] | Most widespread fuel |  | 62.5381 | 50.5533 | 13.28 | 78.1039 | 20.8836 | 31.4497 | 0.40121 | 0.20056 | 0.76179 | 0.082853 | 17.54 | 66.13% | 7.278% | 26.59% | 100% |  | 0.6058% | 0.916% | 0.08457% | 1.124%
Residential sector | Total | Total | 2000 - 2010 | 21.46 | 3.2921 | 5.1403 | 0.36692 | 0.13 | 0.32913 | 0.0066046 | 0.031188 | 0.25754 | 0.067881 | 0.041505 | 0.2518 | 0.94832 | 0.17393 | 0.23172 |  | 100% |  |  | 100% | 100% | [5 empty] | 100% |  |  |  | 100% | 100% |  |  | 60.67% | 39.33% |  | 60.67% | 60.67% | 39.33% | 39.33% |  | 100% |  |  | 100% | 100% | [5 empty] | Most widespread technology |  | Widespread technology | Widespread technology | [5 empty] | Most widespread fuel |  |  | Most widespread technology |  |  | Most widespread technology |  |  | Widespread technology | Widespread technology |  |  |  |  | Most widespread fuel |  |  | 66.1507 | 39.4316 | 13.28 | 82.6156 | 16.2892 | 31.4497 | 0.50277 | 0.20269 | 0.94689 | 0.083731 | 21.46 | 60.67% | 14.12% | 25.21% | 100% |  | 0.648% | 0.8106% | 0.1051% | 1.152%
Residential sector | Total | Total | Post 2010 | 12.15 | 1.8639 | 2.3547 | 0.2134 | 0.068 | 0.19142 | 0.0038413 | 0.018139 | 0.11284 | 0.03948 | 0.06108 | 0.18689 | 0.78411 | 0.2 | 0.2889 |  | 100% |  |  | 100% | 100% | [5 empty] | 100% |  |  |  | 100% | 100% |  |  | 51.11% | 48.89% |  | 51.11% | 51.11% | 48.89% | 48.89% |  | 100% |  |  | 100% | 100% | [5 empty] | Most widespread technology |  | Widespread technology | Widespread technology | [5 empty] | Most widespread fuel |  |  | Most widespread technology |  |  | Most widespread technology |  |  | Widespread technology | Widespread technology |  |  |  |  | Most widespread fuel |  |  | 39.2019 | 35.8572 | 13.28 | 48.9592 | 14.8126 | 31.4497 | 0.23442 | 0.084433 | 0.47337 | 0.034879 | 12.15 | 51.11% | 18.95% | 29.94% | 100% |  | 0.5148% | 0.6699% | 0.2453% | 1.721%
Residential sector | Single family- Terraced houses | Single family- Terraced houses |  |  |  |  | 1.7177 | 0.62 | 1.5408 | 0.030919 | 0.14601
Residential sector | Single family- Terraced houses | Single family- Terraced houses | Before 1945 | 11.75 | 1.8026 | 2.5252 | 0.22978 | 0.08 | 0.20612 | 0.0041361 | 0.019532 | 0.15 | 0.04251 | 0.037274 | 1.5 | 2.2 | 1.735 | 1.17 |  |  |  | 100% | 100% | [6 empty] | 100% |  |  | 100% |  |  |  |  | 100% |  |  | 100% |  |  |  |  | 100% |  |  | 100% | [5 empty] | Most widespread technology |  | Most widespread technology | [9 empty] | Most widespread fuel | Most widespread technology |  |  | Most widespread technology |  | Most widespread technology | [7 empty] | Most widespread fuel |  | 190.7683 | 50.5533 | 13.28 | 238.2505 | 20.8836 | 31.45 | 0.49991 | 0.12766 | 0.799 | 0.052736
Residential sector | Single family- Terraced houses | Single family- Terraced houses | 1945 - 1969 | 15.42 | 2.3656 | 3.9734 | 0.29931 | 0.12 | 0.26848 | 0.0053876 | 0.025442 | 0.24 | 0.055373 | 0.0039395 | 1.02 | 2.8 | 0.69 | 1.22 | 100% | [7 empty] | 100% |  |  | 100% |  |  |  | 100% |  |  |  |  | 100% |  | 100% | 100% |  |  |  | 100% |  |  | 100% | [5 empty] | Most widespread technology |  | Most widespread technology | [9 empty] | Most widespread fuel | Most widespread technology |  |  | Most widespread technology |  | Most widespread technology | [7 empty] | Most widespread fuel |  | 204.2073 | 71.7857 | 13.28 | 255.0345 | 29.6547 | 31.45 | 0.68784 | 0.28523 | 1.0883 | 0.11783
Residential sector | Single family- Terraced houses | Single family- Terraced houses | 1970 - 1979 | 16.17 | 2.4806 | 4.1978 | 0.31223 | 0.12 | 0.28007 | 0.0056201 | 0.02654 | 0.26 | 0.04 | 0.01223 | 0.54 | 2.5 | 0.54 | 0.7 | 100% | [7 empty] | 100% | 100% |  | 100% |  |  |  | 100% |  |  |  |  | 100% |  | 100% | 100% |  |  |  | 100% |  |  | 100% | 100% |  |  |  |  | Most widespread technology |  | Most widespread technology | [9 empty] | Most widespread fuel | Most widespread technology |  |  | Most widespread technology |  | Most widespread technology | [7 empty] | Most widespread fuel |  | 163.8456 | 45.498 | 13.28 | 204.6268 | 18.7952 | 31.45 | 0.62118 | 0.19099 | 1.0161 | 0.078898
Residential sector | Single family- Terraced houses | Single family- Terraced houses | 1980 - 1989 | 13.25 | 2.0327 | 3.3241 | 0.26147 | 0.08 | 0.23454 | 0.0047065 | 0.022225 | 0.2 | 0.048372 | 0.0131 | 0.41 | 1.9 | 0.21 | 0.44 | 100% | [5 empty] | 100% | 100% | [5 empty] | 100% |  | 100% | 100% |  |  |  | 100% |  | 100% | 100% |  |  |  | 100% |  |  | 100% | 100% |  |  |  |  | Most widespread technology |  | Most widespread technology | [9 empty] | Most widespread fuel | Most widespread technology |  |  | Most widespread technology |  | Most widespread technology | [7 empty] | Most widespread fuel |  | 160.9701 | 55.1031 | 13.28 | 201.0355 | 22.7631 | 31.45 | 0.50316 | 0.18317 | 0.82535 | 0.075667
Residential sector | Single family- Terraced houses | Single family- Terraced houses | 1990 - 1999 | 11.6 | 1.7795 | 2.8304 | 0.23094 | 0.08 | 0.20715 | 0.0041569 | 0.01963 | 0.17 | 0.042724 | 0.018215 | 0.22 | 1.1 | 0.14 | 0.18 | 100% | [5 empty] | 100% | 100% | [5 empty] | 100% |  | 100% | 100% |  |  |  | 100% |  | 100% | 100% |  |  |  | 100% |  |  | 100% | 100% |  |  |  |  | Most widespread technology |  | Most widespread technology | [9 empty] | Most widespread fuel | Most widespread technology |  |  | Most widespread technology |  | Most widespread technology | [7 empty] | Most widespread fuel |  | 55.4843 | 50.5533 | 13.28 | 69.2944 | 20.8836 | 31.45 | 0.25278 | 0.14309 | 0.48813 | 0.05911
Residential sector | Single family- Terraced houses | Single family- Terraced houses | 2000 - 2010 | 13.02 | 1.9974 | 3.2553 | 0.25442 | 0.1 | 0.22822 | 0.0045796 | 0.021626 | 0.2 | 0.047068 | 0.0073557 | 0.24 | 0.85 | 0.17 | 0.23 |  | 100% |  |  | 100% | 100% | [5 empty] | 100% |  |  |  | 100% | 100% |  |  | 100% |  |  | 100% | 100% |  |  |  | 100% |  |  | 100% | 100% | [5 empty] | Most widespread technology |  |  | Most widespread technology | [5 empty] | Most widespread fuel |  |  | Most widespread technology |  |  | Most widespread technology |  |  |  | Most widespread technology |  |  |  |  | Most widespread fuel |  |  | 77.0731 | 39.4316 | 13.28 | 96.2566 | 16.2892 | 31.45 | 0.32685 | 0.12836 | 0.60174 | 0.053026
Residential sector | Single family- Terraced houses | Single family- Terraced houses | Post 2010 | 6.21 | 0.95267 | 1.2177 | 0.12955 | 0.04 | 0.1162 | 0.0023319 | 0.011012 | 0.07 | 0.023966 | 0.035581 | 0.27 | 0.6 | 0.2 | 0.29 |  | 100% |  |  | 100% | 100% | [5 empty] | 100% |  |  |  | 100% | 100% |  |  | 100% |  |  | 100% | 100% |  |  |  | 100% |  |  | 100% | 100% | [5 empty] | Most widespread technology |  |  | Most widespread technology | [5 empty] | Most widespread fuel |  |  | Most widespread technology |  |  | Most widespread technology |  |  |  | Most widespread technology |  |  |  |  | Most widespread fuel |  |  | 36.3538 | 36.46 | 13.28 | 45.4023 | 15.0616 | 31.45 | 0.1171 | 0.044399 | 0.23856 | 0.018341
Residential sector | Multifamily houses | Multifamily houses |  |  |  |  | 0.27729 | 0.11 | 0.24873 | 0.0049912 | 0.02357 | 0.3315
Residential sector | Multifamily houses | Multifamily houses | Before 1945 | 1.4707 | 0.22562 | 0.44004 | 0.028762 | 0.01 | 0.025799 | 0.00051771 | 0.0024447 | 0.014557 | 0.0053209 | 0.0088838 | 1.5 | 2.2 | 0.77 | 1.46 | 100% |  |  |  | 100% | [6 empty] | 100% |  |  | 100% |  |  |  |  | 100% |  |  | 100% |  |  |  |  | 100% |  |  | 100% | [5 empty] | Most widespread technology |  | Most widespread technology | [6 empty] | Most widespread fuel |  |  |  | Most widespread technology |  |  | Most widespread technology |  | Most widespread technology | [7 empty] | Most widespread fuel |  | 162.6984 | 50.5533 | 13.28 | 203.194 | 20.8836 | 31.45 | 0.05624 | 0.022246 | 0.0921 | 0.0091896
Residential sector | Multifamily houses | Multifamily houses | 1945 - 1969 | 2.1691 | 0.33276 | 0.64899 | 0.042103 | 0.02 | 0.037767 | 0.00075786 | 0.0035788 | 0.021309 | 0.0077891 | 0.013005 | 1.8 | 2.5 | 1.17 | 1.03 |  | 100% | [6 empty] | 100% |  |  | 100% |  |  | 100% | [5 empty] | 100% |  |  |  | 100% |  |  | 100% |  |  | 100% | [5 empty] | Most widespread technology |  | Most widespread technology | [6 empty] | Most widespread fuel |  |  |  | Most widespread technology |  |  | Most widespread technology |  | Most widespread technology | [7 empty] | Most widespread fuel |  | 136.8186 | 71.7857 | 13.28 | 170.8727 | 29.6547 | 31.45 | 0.074332 | 0.046588 | 0.12508 | 0.019246
Residential sector | Multifamily houses | Multifamily houses | 1970 - 1979 | 2.8361 | 0.43507 | 0.84855 | 0.054762 | 0.02 | 0.049121 | 0.00098572 | 0.0046548 | 0.027716 | 0.010131 | 0.016915 | 1.21 | 2.8 | 0.97 | 0.75 |  | 100% | [6 empty] | 100% |  |  | 100% |  |  |  | 100% |  |  |  |  | 100% |  |  |  | 100% |  |  | 100% |  |  | 100% | 100% |  |  |  |  | Most widespread technology |  | Most widespread technology | [6 empty] | Most widespread fuel |  |  |  | Most widespread technology |  |  | Most widespread technology |  | Most widespread technology | [7 empty] | Most widespread fuel |  | 90.4972 | 45.498 | 13.28 | 113.022 | 18.7952 | 31.45 | 0.077036 | 0.038607 | 0.13837 | 0.015949
Residential sector | Multifamily houses | Multifamily houses | 1980 - 1989 | 0.96263 | 0.14768 | 0.28802 | 0.018996 | 0.01 | 0.01704 | 0.00034193 | 0.0016147 | 0.0096145 | 0.0035143 | 0.0058675 | 0.62 | 1.4 | 0.77 | 0.65 |  | 100% |  |  | 100% | 100% | [6 empty] | 100% |  |  | 100% | 100% |  |  |  | 100% |  |  |  | 100% | 100% |  | 100% |  |  | 100% | 100% |  |  |  |  | Most widespread technology |  | Most widespread technology | [6 empty] | Most widespread fuel |  |  |  | Most widespread technology |  |  | Most widespread technology |  | Most widespread technology | [7 empty] | Most widespread fuel |  | 107.8696 | 55.1031 | 13.28 | 134.7184 | 22.7631 | 31.45 | 0.028713 | 0.015871 | 0.050169 | 0.0065562
Residential sector | Multifamily houses | Multifamily houses | 1990 - 1999 | 1.2766 | 0.19584 | 0.38197 | 0.025416 | 0.01 | 0.022798 | 0.00045748 | 0.0021603 | 0.012863 | 0.0047019 | 0.0078503 | 0.44 | 1.25 | 0.47 | 0.22 |  | 100% |  |  | 100% | 100% | [6 empty] | 100% |  |  | 100% | 100% |  |  |  | 100% |  |  |  | 100% | 100% |  | 100% |  |  | 100% | 100% |  |  |  |  | Most widespread technology |  | Most widespread technology | [6 empty] | Most widespread fuel |  |  |  | Most widespread technology |  |  | Most widespread technology |  | Most widespread technology | [7 empty] | Most widespread fuel |  | 76.3133 | 50.5533 | 13.28 | 95.3077 | 20.8836 | 31.45 | 0.031899 | 0.01931 | 0.058815 | 0.0079768
Residential sector | Multifamily houses | Multifamily houses | 2000 - 2010 | 3.0306 | 0.46493 | 0.90677 | 0.059222 | 0.02 | 0.053122 | 0.001066 | 0.0050339 | 0.029974 | 0.010956 | 0.018292 | 0.27 | 1.1 | 0.18 | 0.26 |  | 100% |  |  | 100% | 100% | [5 empty] | 100% |  |  |  | 100% | 100% |  |  |  | 100% |  |  |  | 100% | 100% |  | 100% |  |  | 100% | 100% | [5 empty] | Most widespread technology |  | Most widespread technology | [6 empty] | Most widespread fuel |  |  | Most widespread technology |  |  | Most widespread technology |  |  | Most widespread technology | [5 empty] | Most widespread fuel |  |  | 49.3012 | 39.4316 | 13.28 | 61.5722 | 16.2892 | 31.45 | 0.063168 | 0.035755 | 0.12394 | 0.014771
Residential sector | Multifamily houses | Multifamily houses | Post 2010 | 2.3023 | 0.3532 | 0.68886 | 0.048029 | 0.02 | 0.043082 | 0.00086453 | 0.0040825 | 0.024309 | 0.0088854 | 0.014835 | 0.1 | 0.75 | 0.2 | 0.3 |  | 100% |  |  | 100% | 100% | [5 empty] | 100% |  |  |  | 100% | 100% |  |  |  | 100% |  |  |  | 100% | 100% |  | 100% |  |  | 100% | 100% | [5 empty] | Most widespread technology |  | Most widespread technology | [6 empty] | Most widespread fuel |  |  | Most widespread technology |  |  | Most widespread technology |  |  | Most widespread technology | [5 empty] | Most widespread fuel |  |  | 42.1794 | 35.227 | 13.28 | 52.6779 | 14.5523 | 31.45 | 0.045473 | 0.024266 | 0.091014 | 0.010024
Residential sector | Appartment blocks | Appartment blocks |  | SUM(F30:F36) |  |  | 0.34502 | 0.073 | 0.30949 | 0.0062104 | 0.029327 | 0.1785
Residential sector | Appartment blocks | Appartment blocks | Before 1945 | 4.4693 | 0.68563 | 0.69692 | 0.044017 | 0.01 | 0.039483 | 0.00079231 | 0.0037414 | 0.022773 | 0.0081431 | 0.013101 | 2.8 | 2.8 | 1.8 | 0.77 |  | 100% |  |  | 100% | [6 empty] | 100% |  |  |  | 100% |  |  |  |  | 100% |  |  |  | 100% |  |  | 100% |  |  | 100% | [5 empty] | Most widespread technology |  | Most widespread technology | [6 empty] | Most widespread fuel |  |  |  | Most widespread technology |  |  | Most widespread technology |  | Most widespread technology | [7 empty] | Most widespread fuel |  | 162.6984 | 50.5533 | 13.28 | 203.194 | 20.8836 | 31.45 | 0.1709 | 0.035232 | 0.27987 | 0.014554
Residential sector | Appartment blocks | Appartment blocks | 1945 - 1969 | 5.7709 | 0.88531 | 1.0864 | 0.056837 | 0.01 | 0.050983 | 0.0010231 | 0.0048311 | 0.029405 | 0.010515 | 0.016917 | 2.25 | 2.69 | 1.17 | 0.73 |  | 100% |  |  | 100% | [6 empty] | 100% |  |  |  | 100% |  |  |  |  | 100% |  |  |  | 100% |  |  | 100% |  |  | 100% | 100% |  |  |  |  | Most widespread technology |  | Most widespread technology | [6 empty] | Most widespread fuel |  |  |  | Most widespread technology |  |  | Most widespread technology |  | Most widespread technology | [7 empty] | Most widespread fuel |  | 136.8186 | 71.7857 | 13.28 | 170.8727 | 29.6547 | 31.45 | 0.19776 | 0.077986 | 0.33277 | 0.032216
Residential sector | Appartment blocks | Appartment blocks | 1970 - 1979 | 6.1039 | 0.9364 | 1.186 | 0.060117 | 0.015 | 0.053925 | 0.0010821 | 0.0051099 | 0.031102 | 0.011122 | 0.017893 | 1.71 | 2.58 | 0.86 | 0.7 |  | 100% |  |  | 100% | [6 empty] | 100% |  |  |  | 100% |  |  |  |  | 100% |  |  |  | 100% |  |  | 100% |  |  | 100% | 100% |  |  |  |  | Most widespread technology |  | Most widespread technology | [6 empty] | Most widespread fuel |  |  |  | Most widespread technology |  |  | Most widespread technology |  | Most widespread technology | [7 empty] | Most widespread fuel |  | 90.4972 | 45.498 | 13.28 | 113.022 | 18.7952 | 31.45 | 0.1658 | 0.053961 | 0.2978 | 0.022291
Residential sector | Appartment blocks | Appartment blocks | 1980 - 1989 | 4.9774 | 0.76357 | 0.84894 | 0.049021 | 0.01 | 0.043972 | 0.00088238 | 0.0041668 | 0.025361 | 0.0090689 | 0.014591 | 0.62 | 2.37 | 0.56 | 0.63 |  | 100% |  |  | 100% | 100% | [5 empty] | 100% |  |  |  | 100% |  |  |  |  | 100% |  |  |  | 100% | 100% |  | 100% |  |  | 100% | 100% |  |  |  |  | Most widespread technology |  | Most widespread technology | [6 empty] | Most widespread fuel |  |  |  | Most widespread technology |  |  | Most widespread technology |  | Most widespread technology | [7 empty] | Most widespread fuel |  | 107.8696 | 55.1031 | 13.28 | 134.7184 | 22.7631 | 31.45 | 0.14847 | 0.046779 | 0.25941 | 0.019325
Residential sector | Appartment blocks | Appartment blocks | 1990 - 1999 | 4.6634 | 0.7154 | 0.75499 | 0.045929 | 0.01 | 0.041198 | 0.00082672 | 0.0039039 | 0.023762 | 0.0084968 | 0.01367 | 0.44 | 1.95 | 0.37 | 0.49 |  | 100% |  |  | 100% | 100% | [5 empty] | 100% |  |  |  | 100% |  |  |  |  | 100% |  |  |  | 100% | 100% |  | 100% |  |  | 100% | 100% |  |  |  |  | Most widespread technology |  | Most widespread technology | [6 empty] | Most widespread fuel |  |  |  | Most widespread technology |  |  | Most widespread technology |  | Most widespread technology | [7 empty] | Most widespread fuel |  | 76.3133 | 50.5533 | 13.28 | 95.3077 | 20.8836 | 31.45 | 0.11652 | 0.038167 | 0.21485 | 0.015767
Residential sector | Appartment blocks | Appartment blocks | 2000 - 2010 | 5.4094 | 0.82984 | 0.97819 | 0.053276 | 0.01 | 0.047788 | 0.00095896 | 0.0045284 | 0.027563 | 0.009856 | 0.015857 | 0.27 | 1.1 | 0.18 | 0.22 |  | 100% |  |  | 100% | 100% | [5 empty] | 100% |  |  |  | 100% | 100% |  |  |  | 100% |  |  |  | 100% | 100% |  | 100% |  |  | 100% | 100% | [5 empty] | Most widespread technology |  | Most widespread technology | [6 empty] | Most widespread fuel |  |  | Most widespread technology |  |  | Most widespread technology |  |  | Most widespread technology | [5 empty] | Most widespread fuel |  |  | 49.3012 | 39.4316 | 13.28 | 61.5722 | 16.2892 | 31.45 | 0.11275 | 0.038572 | 0.22122 | 0.015934
Residential sector | Appartment blocks | Appartment blocks | Post 2010 | 3.6377 | 0.55805 | 0.4481 | 0.035827 | 0.008 | 0.032136 | 0.00064488 | 0.0030453 | 0.018535 | 0.0066279 | 0.010664 | 0.1 | 1.12 | 0.2 | 0.28 |  | 100% |  |  | 100% | 100% | [5 empty] | 100% |  |  |  | 100% | 100% |  |  |  | 100% |  |  |  | 100% | 100% |  | 100% |  |  | 100% | 100% | [5 empty] | Most widespread technology |  | Most widespread technology | [6 empty] | Most widespread fuel |  |  | Most widespread technology |  |  | Most widespread technology |  |  | Most widespread technology | [5 empty] | Most widespread fuel |  |  | 42.1794 | 35.227 | 13.28 | 52.6779 | 14.5523 | 31.45 | 0.071846 | 0.015785 | 0.1438 | 0.0065209
Service sector | Total | Total |  |  |  |  | 0.50514 | 0.45059 | 0.24315 | 0.26103 | 0
Service sector | Total | Total | Before 1945 | 4.0604 | 4.0604 | 4.94 | 0.056119 | 0.051928 | 0.027283 | 0.028516 | 0 | 0.047295 | 0.0088246 | 0 | 1.8 | 4.9 | 1.9 | 2 | [64 empty] | 117.0973 | 114.811 | 2.3554 | 176.8169 | 34.4433 | 3.5332 | 0.48503 | 0.56717 | 0.8023 | 0.18015 | 4.0604 | 11.84% | 0.9662% | 19.57% | 6.28% | 42.27% | 19.08% | 100% |  | 0.1142% | 0.009722% | 0.312% | 0.2281% | 1.119% | 0.3026%
Service sector | Total | Total | 1945 - 1969 | 6.6006 | 6.6006 | 8.18 | 0.097286 | 0.071656 | 0.046888 | 0.050299 | 0 | 0.083623 | 0.013663 | 1.5613e-17 | 1.7 | 4.8 | 1.8 | 1.7 | [64 empty] | 117.7963 | 111.2456 | 2.1569 | 177.8725 | 33.3737 | 3.2353 | 0.79177 | 0.90999 | 1.2654 | 0.273 | 6.6006 | 39.08% | 1.486% | 3.715% | 1.486% | 32.39% | 21.84% | 100% |  | 0.6135% | 0.04537% | 0.169% | 0.1415% | 1.781% | 0.8437%
Service sector | Total | Total | 1970 - 1979 | 5.5512 | 5.5512 | 6.62 | 0.091765 | 0.085721 | 0.044093 | 0.047527 | 0 | 0.077767 | 0.013998 | 0 | 1.3 | 4.75 | 0.9 | 1.4 | [64 empty] | 105.2297 | 115.5356 | 2.1618 | 158.8968 | 34.6607 | 3.2427 | 0.59615 | 0.76485 | 0.97007 | 0.22945 | 5.5512 | 19.08% | 3.622% | 6.449% | 3.534% | 48.76% | 18.55% | 100% |  | 0.5338% | 0.1602% | 0.4428% | 0.5413% | 4.303% | 0.9999%
Service sector | Total | Total | 1980 - 1989 | 5.0216 | 5.0216 | 6.08 | 0.081936 | 0.075992 | 0.039369 | 0.042443 | 0 | 0.06949 | 0.012446 | 0 | 0.7 | 4.6 | 0.5 | 1.1 | [64 empty] | 105.9561 | 108.2782 | 2.1591 | 159.9937 | 32.4835 | 3.2387 | 0.54291 | 0.65833 | 0.88968 | 0.1975 | 5.0216 | 19.92% | 3.613% | 6.152% | 3.516% | 47.46% | 19.34% | 100% |  | 0.3892% | 0.07525% | 0.2996% | 0.2976% | 2.434% | 0.6621%
Service sector | Total | Total | 1990 - 1999 | 4.9627 | 4.9627 | 6.02 | 0.078379 | 0.071975 | 0.037685 | 0.040559 | 0 | 0.066543 | 0.011835 | 0 | 0.5 | 2.7 | 0.3 | 0.5 | [64 empty] | 107.1863 | 100.9014 | 2.169 | 161.8512 | 30.2704 | 3.2535 | 0.5427 | 0.60743 | 0.88937 | 0.18223 | 4.9627 | 20.75% | 3.557% | 6.719% | 3.755% | 44.86% | 20.36% | 100% |  | 0.4033% | 0.07438% | 0.3384% | 0.293% | 2.191% | 0.6783%
Service sector | Total | Total | 2000 - 2010 | 4.9039 | 4.9039 | 5.96 | 0.07646 | 0.073631 | 0.036662 | 0.039687 | 0 | 0.065325 | 0.011135 | 0 | 0.4 | 1.8 | 0.2 | 0.3 | [64 empty] | 111.5606 | 107.5078 | 2.1351 | 168.4566 | 32.2523 | 3.2026 | 0.55755 | 0.64075 | 0.9118 | 0.19222 | 4.9039 | 24% | 7.4% | 5.6% | 3% | 40.4% | 19.6% | 100% |  | 0.4957% | 0.1345% | 0.3292% | 0.237% | 1.926% | 0.6322%
Service sector | Total | Total | Post 2010 | 1.5006 | 1.5006 | 0.20866 | 0.023199 | 0.019685 | 0.011171 | 0.011996 | 0 | 0.020069 | 0.0031301 | 0 | 1.47 | 1.54 | 0.93 | 0.93 | [64 empty] | 113.6124 | 91.3414 | 2.1275 | 171.5548 | 27.4024 | 3.1912 | 0.17368 | 0.019059 | 0.33222 | 0.0057177 | 1.5006 | 41.18% | 7.843% | 5.229% | 3.922% | 30.07% | 11.76% | 100% |  | 0.4459% | 0.08531% | 0.01898% | 0.2671% | 1.11% | 0.2363%
Service sector | Offices | Offices |  |  |  |  | 0.11611 | 0.028755 | 0.056708 | 0.059401 | 0
Service sector | Offices | Offices | Before 1945 | 0.48058 | 0.48058 | 0.65 | 0.0070239 | 0.0017395 | 0.0034305 | 0.0035934 | 0 | 0.0062969 | 0.00072697 | 0 | 1.8 | 4.9 | 1.9 | 2 | [64 empty] | 135.3606 | 114.811 | 2.1398 | 204.3945 | 34.4433 | 3.2098 | 0.06608 | 0.074627 | 0.16977 | 0.032388
Service sector | Offices | Offices | 1945 - 1969 | 2.5794 | 2.5794 | 3.28 | 0.0377 | 0.0093363 | 0.018412 | 0.019287 | 0 | 0.033798 | 0.0039019 | 0 | 1.7 | 4.8 | 1.8 | 1.7 | [64 empty] | 135.2254 | 106.7742 | 2.1398 | 204.1903 | 32.0323 | 3.2098 | 0.35433 | 0.35022 | 0.60498 | 0.10507
Service sector | Offices | Offices | 1970 - 1979 | 1.0592 | 1.0592 | 1.24 | 0.015481 | 0.0038339 | 0.007561 | 0.0079202 | 0 | 0.013879 | 0.0016023 | 0 | 1.3 | 4.75 | 0.9 | 1.4 | [64 empty] | 126.9722 | 107.8451 | 2.1398 | 191.728 | 32.3535 | 3.2098 | 0.13676 | 0.13373 | 0.27649 | 0.040118
Service sector | Offices | Offices | 1980 - 1989 | 1.0004 | 1.0004 | 1.18 | 0.014621 | 0.0036209 | 0.007141 | 0.0074802 | 0 | 0.013108 | 0.0015133 | 0 | 0.7 | 4.6 | 0.5 | 1.1 | [64 empty] | 127.4821 | 99.2177 | 2.1398 | 192.498 | 29.7653 | 3.2098 | 0.12967 | 0.11708 | 0.26578 | 0.035123
Service sector | Offices | Offices | 1990 - 1999 | 1.0298 | 1.0298 | 1.21 | 0.015051 | 0.0037274 | 0.007351 | 0.0077002 | 0 | 0.013493 | 0.0015578 | 0 | 0.5 | 2.7 | 0.3 | 0.5 | [64 empty] | 128.7698 | 90.5903 | 2.1398 | 194.4424 | 27.1771 | 3.2098 | 0.13481 | 0.10961 | 0.27355 | 0.032884
Service sector | Offices | Offices | 2000 - 2010 | 1.1769 | 1.1769 | 1.36 | 0.017201 | 0.0042599 | 0.0084011 | 0.0088002 | 0 | 0.015421 | 0.0017803 | 0 | 0.4 | 1.8 | 0.2 | 0.3 | [64 empty] | 131.3978 | 82.4372 | 2.1398 | 198.4106 | 24.7312 | 3.2098 | 0.15716 | 0.11211 | 0.30729 | 0.033634
Service sector | Offices | Offices | Post 2010 | 0.61789 | 0.61789 | 0.024192 | 0.0090307 | 0.0022365 | 0.0044106 | 0.0046201 | 0 | 0.008096 | 0.00093468 | 0 | 1.47 | 1.54 | 0.93 | 0.93 | [64 empty] | 127.5706 | 81.5379 | 2.1398 | 192.6317 | 24.4614 | 3.2098 | 0.080147 | 0.0019726 | 0.19101 | 0.00059177
Service sector | Trade | Trade |  |  |  |  | 0.017201 | 0.05 | 0.0076546 | 0.0095467 | 0
Service sector | Trade | Trade | Before 1945 | 0.039231 | 0.039231 | 0.04 | 0.00057338 | 0.0016667 | 0.00025515 | 0.00031822 | 0 | 0.00053037 | 4.3003e-05 | 0 | 1.8 | 4.9 | 1.9 | 2 | [64 empty] | 142.1045 | 114.811 | 1.5188 | 214.5779 | 34.4433 | 2.2782 | 0.0056345 | 0.0045924 | 0.0085075 | 0.0013777
Service sector | Trade | Trade | 1945 - 1969 | 0.098078 | 0.098078 | 0.26 | 0.0014334 | 0.0041667 | 0.00063788 | 0.00079556 | 0 | 0.0013259 | 0.00010751 | 0 | 1.7 | 4.8 | 1.8 | 1.7 | [64 empty] | 141.9626 | 143.5138 | 1.5188 | 214.3635 | 43.0541 | 2.2782 | 0.014072 | 0.037314 | 0.021248 | 0.011194
Service sector | Trade | Trade | 1970 - 1979 | 0.20106 | 0.20106 | 0.365 | 0.0029386 | 0.0085417 | 0.0013077 | 0.0016309 | 0 | 0.0027182 | 0.00022039 | 0 | 1.3 | 4.75 | 0.9 | 1.4 | [64 empty] | 133.2982 | 144.9489 | 1.5188 | 201.2803 | 43.4847 | 2.2782 | 0.027106 | 0.052906 | 0.040927 | 0.015872
Service sector | Trade | Trade | 1980 - 1989 | 0.18144 | 0.18144 | 0.345 | 0.0026519 | 0.0077083 | 0.0011801 | 0.0014718 | 0 | 0.002453 | 0.00019889 | 0 | 0.7 | 4.6 | 0.5 | 1.1 | [64 empty] | 133.8335 | 156.5459 | 1.5188 | 202.0886 | 46.9638 | 2.2782 | 0.024559 | 0.054008 | 0.037081 | 0.016203
Service sector | Trade | Trade | 1990 - 1999 | 0.17654 | 0.17654 | 0.34 | 0.0025802 | 0.0075 | 0.0011482 | 0.001432 | 0 | 0.0023867 | 0.00019351 | 0 | 0.5 | 2.7 | 0.3 | 0.5 | [64 empty] | 135.1854 | 168.1429 | 1.5188 | 204.1299 | 50.4429 | 2.2782 | 0.024134 | 0.057169 | 0.036439 | 0.017151
Service sector | Trade | Trade | 2000 - 2010 | 0.36289 | 0.36289 | 0.53 | 0.0053037 | 0.015417 | 0.0023602 | 0.0029436 | 0 | 0.004906 | 0.00039778 | 0 | 0.4 | 1.8 | 0.2 | 0.3 | [64 empty] | 137.9443 | 169.8244 | 1.5188 | 208.2959 | 50.9473 | 2.2782 | 0.050609 | 0.090007 | 0.076415 | 0.027002
Service sector | Trade | Trade | Post 2010 | 0.11769 | 0.11769 | 0.018144 | 0.0017201 | 0.005 | 0.00076546 | 0.00095467 | 0 | 0.0015911 | 0.00012901 | 0 | 1.47 | 1.54 | 0.93 | 0.93 | [64 empty] | 133.9265 | 114.811 | 1.5188 | 202.229 | 34.4433 | 2.2782 | 0.015941 | 0.0020831 | 0.024069 | 0.00062494
Service sector | Education | Education |  |  |  |  | 0.004 | 0.004 | 0.0030352 | 0 | 0
Service sector | Education | Education | Before 1945 | 0.79443 | 0.79443 | 0.97 | 0.0013279 | 0.0013279 | 0.0010076 | 0 | 0 | 0.0011074 | 0.00022043 | 0 | 1.8 | 4.9 | 1.9 | 2 | [64 empty] | 92.8497 | 114.811 | 3.5439 | 140.203 | 34.4433 | 5.3158 | 0.076578 | 0.11137 | 0.1156 | 0.03341
Service sector | Education | Education | 1945 - 1969 | 0.24519 | 0.24519 | 0.41 | 0.00040984 | 0.00040984 | 0.00031098 | 0 | 0 | 0.0003418 | 6.8033e-05 | 0 | 1.7 | 4.8 | 1.8 | 1.7 | [64 empty] | 92.7569 | 125.144 | 3.5439 | 140.0629 | 37.5432 | 5.3158 | 0.023612 | 0.051309 | 0.035646 | 0.015393
Service sector | Education | Education | 1970 - 1979 | 0.35798 | 0.35798 | 0.525 | 0.00059836 | 0.00059836 | 0.00045404 | 0 | 0 | 0.00049903 | 9.9328e-05 | 0 | 1.3 | 4.75 | 0.9 | 1.4 | [64 empty] | 87.0957 | 126.3915 | 3.5439 | 131.5145 | 37.9174 | 5.3158 | 0.032447 | 0.066356 | 0.048983 | 0.019907
Service sector | Education | Education | 1980 - 1989 | 0.30894 | 0.30894 | 0.475 | 0.00051639 | 0.00051639 | 0.00039184 | 0 | 0 | 0.00043067 | 8.5721e-05 | 0 | 0.7 | 4.6 | 0.5 | 1.1 | [64 empty] | 87.4455 | 109.3299 | 3.5439 | 132.0427 | 32.799 | 5.3158 | 0.028111 | 0.051932 | 0.042436 | 0.01558
Service sector | Education | Education | 1990 - 1999 | 0.33346 | 0.33346 | 0.5 | 0.00055738 | 0.00055738 | 0.00042294 | 0 | 0 | 0.00046485 | 9.2525e-05 | 0 | 0.5 | 2.7 | 0.3 | 0.5 | [64 empty] | 88.3288 | 92.2683 | 3.5439 | 133.3764 | 27.6805 | 5.3158 | 0.030636 | 0.046134 | 0.046249 | 0.01384
Service sector | Education | Education | 2000 - 2010 | 0.27462 | 0.27462 | 0.44 | 0.00045902 | 0.00045902 | 0.0003483 | 0 | 0 | 0.00038282 | 7.6197e-05 | 0 | 0.4 | 1.8 | 0.2 | 0.3 | [64 empty] | 90.1314 | 105.1859 | 3.5439 | 136.0984 | 31.5558 | 5.3158 | 0.025725 | 0.046282 | 0.038835 | 0.013885
Service sector | Education | Education | Post 2010 | 0.078462 | 0.078462 | 0.012096 | 0.00013115 | 0.00013115 | 9.9515e-05 | 0 | 0 | 0.00010938 | 2.177e-05 | 0 | 1.47 | 1.54 | 0.93 | 0.93 | [64 empty] | 87.5062 | 95.3815 | 3.5439 | 132.1344 | 28.6144 | 5.3158 | 0.007144 | 0.0011537 | 0.010785 | 0.00034612
Service sector | Health | Health |  |  |  |  | 0.008 | 0.008 | 0.0041936 | 0.0038064 | 0
Service sector | Health | Health | Before 1945 | 0.255 | 0.255 | 0.42 | 0.0018246 | 0.0018246 | 0.00095644 | 0.00086813 | 0 | 0.0015217 | 0.00030288 | 0 | 1.8 | 4.9 | 1.9 | 2 | [64 empty] | 124.4017 | 114.811 | 1.7551 | 187.8466 | 34.4433 | 2.6326 | 0.03217 | 0.048221 | 0.048573 | 0.014466
Service sector | Health | Health | 1945 - 1969 | 0.098078 | 0.098078 | 0.26 | 0.00070175 | 0.00070175 | 0.00036786 | 0.00033389 | 0 | 0.00058526 | 0.00011649 | 0 | 1.7 | 4.8 | 1.8 | 1.7 | [64 empty] | 124.2774 | 106.7742 | 1.7551 | 187.6589 | 32.0323 | 2.6326 | 0.012361 | 0.027761 | 0.018663 | 0.0083284
Service sector | Health | Health | 1970 - 1979 | 0.19616 | 0.19616 | 0.36 | 0.0014035 | 0.0014035 | 0.00073572 | 0.00066779 | 0 | 0.0011705 | 0.00023298 | 0 | 1.3 | 4.75 | 0.9 | 1.4 | [64 empty] | 116.6924 | 107.8451 | 1.7551 | 176.2055 | 32.3535 | 2.6326 | 0.023234 | 0.038824 | 0.03508 | 0.011647
Service sector | Health | Health | 1980 - 1989 | 0.17654 | 0.17654 | 0.34 | 0.0012632 | 0.0012632 | 0.00066215 | 0.00060101 | 0 | 0.0010535 | 0.00020968 | 0 | 0.7 | 4.6 | 0.5 | 1.1 | [64 empty] | 117.1611 | 95.4422 | 1.7551 | 176.9132 | 28.6327 | 2.6326 | 0.020993 | 0.03245 | 0.031697 | 0.0097351
Service sector | Health | Health | 1990 - 1999 | 0.18635 | 0.18635 | 0.35 | 0.0013333 | 0.0013333 | 0.00069893 | 0.0006344 | 0 | 0.001112 | 0.00022133 | 0 | 0.5 | 2.7 | 0.3 | 0.5 | [64 empty] | 118.3445 | 83.0393 | 1.7551 | 178.7002 | 24.9118 | 2.6326 | 0.02238 | 0.029064 | 0.033791 | 0.0087191
Service sector | Health | Health | 2000 - 2010 | 0.14712 | 0.14712 | 0.31 | 0.0010526 | 0.0010526 | 0.00055179 | 0.00050084 | 0 | 0.00087789 | 0.00017474 | 0 | 0.4 | 1.8 | 0.2 | 0.3 | [64 empty] | 120.7597 | 93.8344 | 1.7551 | 182.3471 | 28.1503 | 2.6326 | 0.018024 | 0.029089 | 0.027214 | 0.0087266
Service sector | Health | Health | Post 2010 | 0.058847 | 0.058847 | 0.009072 | 0.00042105 | 0.00042105 | 0.00022072 | 0.00020034 | 0 | 0.00035116 | 6.9895e-05 | 0 | 1.47 | 1.54 | 0.93 | 0.93 | [64 empty] | 117.2424 | 86.5498 | 1.7551 | 177.0361 | 25.965 | 2.6326 | 0.0070026 | 0.00078518 | 0.010573 | 0.00023555
Service sector | Hotels and Restaurants | Hotels and Restaurants |  |  |  |  | 0.35283 | 0.35283 | 0.16876 | 0.18407 | 0
Service sector | Hotels and Restaurants | Hotels and Restaurants | Before 1945 | 1.7164 | 1.7164 | 1.91 | 0.044518 | 0.044518 | 0.021293 | 0.023225 | 0 | 0.037128 | 0.0073899 | 0 | 1.8 | 4.9 | 1.9 | 2 | [64 empty] | 101.4 | 114.811 | 2.0588 | 153.114 | 34.4433 | 3.0883 | 0.17757 | 0.21929 | 0.2681 | 0.065787
Service sector | Hotels and Restaurants | Hotels and Restaurants | 1945 - 1969 | 2.1381 | 2.1381 | 2.34 | 0.055456 | 0.055456 | 0.026525 | 0.028931 | 0 | 0.04625 | 0.0092057 | 0 | 1.7 | 4.8 | 1.8 | 1.7 | [64 empty] | 101.2987 | 111.3667 | 2.0588 | 152.9611 | 33.41 | 3.0883 | 0.22099 | 0.2606 | 0.33365 | 0.078179
Service sector | Hotels and Restaurants | Hotels and Restaurants | 1970 - 1979 | 2.7069 | 2.7069 | 2.92 | 0.070211 | 0.070211 | 0.033582 | 0.036629 | 0 | 0.058556 | 0.011655 | 0 | 1.3 | 4.75 | 0.9 | 1.4 | [64 empty] | 95.1162 | 112.4817 | 2.0588 | 143.6254 | 33.7445 | 3.0883 | 0.26305 | 0.32845 | 0.39715 | 0.098534
Service sector | Hotels and Restaurants | Hotels and Restaurants | 1980 - 1989 | 2.3833 | 2.3833 | 2.59 | 0.061816 | 0.061816 | 0.029566 | 0.032249 | 0 | 0.051554 | 0.010261 | 0 | 0.7 | 4.6 | 0.5 | 1.1 | [64 empty] | 95.4982 | 99.5434 | 2.0588 | 144.2022 | 29.863 | 3.0883 | 0.23251 | 0.25782 | 0.35104 | 0.077345
Service sector | Hotels and Restaurants | Hotels and Restaurants | 1990 - 1999 | 2.2264 | 2.2264 | 2.43 | 0.057746 | 0.057746 | 0.02762 | 0.030126 | 0 | 0.04816 | 0.0095858 | 0 | 0.5 | 2.7 | 0.3 | 0.5 | [64 empty] | 96.4628 | 86.605 | 2.0588 | 145.6588 | 25.9815 | 3.0883 | 0.21934 | 0.21045 | 0.33117 | 0.063135
Service sector | Hotels and Restaurants | Hotels and Restaurants | 2000 - 2010 | 1.9812 | 1.9812 | 2.18 | 0.051386 | 0.051386 | 0.024578 | 0.026808 | 0 | 0.042856 | 0.0085301 | 0 | 0.4 | 1.8 | 0.2 | 0.3 | [64 empty] | 98.4314 | 97.8637 | 2.0588 | 148.6315 | 29.3591 | 3.0883 | 0.19909 | 0.21334 | 0.30058 | 0.064003
Service sector | Hotels and Restaurants | Hotels and Restaurants | Post 2010 | 0.45116 | 0.45116 | 0.093744 | 0.011702 | 0.011702 | 0.0055969 | 0.0061048 | 0 | 0.0097593 | 0.0019425 | 0 | 1.47 | 1.54 | 0.93 | 0.93 | [64 empty] | 95.5645 | 90.2481 | 2.0588 | 144.3024 | 27.0744 | 3.0883 | 0.044043 | 0.0084602 | 0.066496 | 0.0025381
Service sector | Other non-residential buildings | Other non-residential buildings |  |  |  |  | 0.007 | 0.007 | 0.0028 | 0.0042 | 0
Service sector | Other non-residential buildings | Other non-residential buildings | Before 1945 | 0.77481 | 0.77481 | 0.95 | 0.00085208 | 0.00085208 | 0.00034083 | 0.00051125 | 0 | 0.00071063 | 0.00014145 | 0 | 1.8 | 4.9 | 1.9 | 2 | [64 empty] | 161.7333 | 114.811 | 2.1676 | 244.2172 | 34.4433 | 3.2514 | 0.12699 | 0.10907 | 0.19174 | 0.032721
Service sector | Other non-residential buildings | Other non-residential buildings | 1945 - 1969 | 1.4417 | 1.4417 | 1.63 | 0.0015855 | 0.0015855 | 0.00063421 | 0.00095131 | 0 | 0.0013223 | 0.0002632 | 0 | 1.7 | 4.8 | 1.8 | 1.7 | [64 empty] | 113.2532 | 114.811 | 2.1676 | 171.0123 | 34.4433 | 3.2514 | 0.16641 | 0.18714 | 0.25124 | 0.056143
Service sector | Other non-residential buildings | Other non-residential buildings | 1970 - 1979 | 1.0298 | 1.0298 | 1.21 | 0.0011325 | 0.0011325 | 0.000453 | 0.00067951 | 0 | 0.00094451 | 0.000188 | 0 | 1.3 | 4.75 | 0.9 | 1.4 | [64 empty] | 108.0903 | 123.4218 | 2.1776 | 163.2163 | 37.0266 | 3.2664 | 0.11356 | 0.14934 | 0.17145 | 0.044802
Service sector | Other non-residential buildings | Other non-residential buildings | 1980 - 1989 | 0.97097 | 0.97097 | 1.15 | 0.0010678 | 0.0010678 | 0.00042712 | 0.00064068 | 0 | 0.00089054 | 0.00017725 | 0 | 0.7 | 4.6 | 0.5 | 1.1 | [64 empty] | 108.0903 | 132.0327 | 2.1776 | 163.2163 | 39.6098 | 3.2664 | 0.10707 | 0.15184 | 0.16165 | 0.045551
Service sector | Other non-residential buildings | Other non-residential buildings | 1990 - 1999 | 1.0102 | 1.0102 | 1.19 | 0.0011109 | 0.0011109 | 0.00044438 | 0.00066656 | 0 | 0.00092652 | 0.00018442 | 0 | 0.5 | 2.7 | 0.3 | 0.5 | [64 empty] | 108.0903 | 137.314 | 2.1776 | 163.2163 | 41.1942 | 3.2664 | 0.11139 | 0.1634 | 0.16818 | 0.049021
Service sector | Other non-residential buildings | Other non-residential buildings | 2000 - 2010 | 0.96116 | 0.96116 | 1.14 | 0.001057 | 0.001057 | 0.0004228 | 0.00063421 | 0 | 0.00088155 | 0.00017546 | 0 | 0.4 | 1.8 | 0.2 | 0.3 | [64 empty] | 109.086 | 137.314 | 2.1748 | 164.7198 | 41.1942 | 3.2622 | 0.10694 | 0.15654 | 0.16146 | 0.046961
Service sector | Other non-residential buildings | Other non-residential buildings | Post 2010 | 0.17654 | 0.17654 | 0.051408 | 0.00019414 | 0.00019414 | 7.7658e-05 | 0.00011649 | 0 | 0.00016192 | 3.2228e-05 | 0 | 1.47 | 1.54 | 0.93 | 0.93 | [64 empty] | 107.7314 | 112.6031 | 2.1601 | 162.6744 | 33.7809 | 3.2401 | 0.0194 | 0.0057887 | 0.029291 | 0.0017366
0.007
1.554%
Estimated
Note on U2: TABULA, TABULA WebTool, 2017 http://webtool.building-typology.eu/#bm
Note on AF2: TABULA, TABULA WebTool, 2017 http://webtool.building-typology.eu/#bm
Note on AN2: TABULA, TABULA WebTool, 2017 http://webtool.building-typology.eu/#bm
Note on AU2: TABULA, TABULA WebTool, 2017 http://webtool.building-typology.eu/#bm
Note on BD2: SPezzutto: TABULA, TABULA WebTool, 2017 http://webtool.building-typology.eu/#bm
Note on BR2: SPezzutto: TABULA, TABULA WebTool, 2017 http://webtool.building-typology.eu/#bm
Note on BT2: SPezzutto: TABULA, TABULA WebTool, 2017 http://webtool.building-typology.eu/#bm
Following information have been retrieved by experts questioning and relate to Eastern Europe (Poland, Czech Republic, Hungary, Slovenia, Slovakia, Croatia, Bulgaria, Romania)
OFFICES
Construction materials:
Walls: in the majority of the cases BRICKS were used and INSULATION is present only in few cases.
Windows: in the majority of the cases WOOD was used . LOW-EMITTANCE GLASS is present only in few cases.
Roofs: in the majority of the cases CONCRETE ans METALLIC ROOF BOARDS were used and INSULATION in most of the cases is not present.
Floors: in the majority of the cases CONCRETE was used and INSULATION is present only in few cases.
Construction methodologies:
Walls: the most common methodology is SOLID WALL.
Windows: DOUBLE GLAZING is the most common.
Roofs: FLAT ROOF is the most common.
Floors: CONCRETE SLAB is the most common.
TRADE
Construction materials:
Walls: in the majority of the cases BRICKS were used and INSULATION is present only in few cases.
Windows: in the majority of the cases WOOD was used . LOW-EMITTANCE GLASS is present only in few cases.
Roofs: in the majority of the cases CONCRETE was used and INSULATION in most of the cases is not present.
Floors: in the majority of the cases CONCRETE was used and INSULATION is present only in few cases.
Construction methodologies:
Walls: the most common methodology is SOLID WALL.
Windows: DOUBLE GLAZING is the most common.
Roofs: FLAT ROOF is the most common.
Floors: CONCRETE SLAB is the most common.
EDUCATION
Construction materials:
Walls: in the majority of the cases BRICKS were used and INSULATION is present only in few cases.
Windows: in the majority of the cases SYNTHETIC was used . LOW-EMITTANCE GLASS is present only in few cases.
Roofs: in the majority of the cases CONCRETE ans TILES were used and INSULATION in most of the cases is not present.
Floors: in the majority of the cases CONCRETE was used and INSULATION is present only in few cases.
Construction methodologies:
Walls: the most common methodology is SOLID WALL.
Windows: DOUBLE GLAZING is the most common.
Roofs: FLAT ROOF is the most common.
Floors: CONCRETE SLAB is the most common.
HEALTH
Construction materials:
Walls: in the majority of the cases BRICKS were used and INSULATION is present only in few cases.
Windows: in the majority of the cases WOOD was used . LOW-EMITTANCE GLASS is present only in few cases.
Roofs: in the majority of the cases CONCRETE ans METALLIC ROOF BOARDS were used and INSULATION in most of the cases is not present.
Floors: in the majority of the cases CONCRETE was used and INSULATION is present only in few cases.
Construction methodologies:
Walls: the most common methodology is SOLID WALL.
Windows: DOUBLE GLAZING is the most common.
Roofs: FLAT ROOF is the most common.
Floors: CONCRETE SLAB is the most common.
HOTELS AND RESTAURANTS
Construction materials:
Walls: in the majority of the cases BRICKS were used and INSULATION is present only in few cases.
Windows: about 50% of the frames are made of SYNTHETIC/PVC material and the other 50% of ALUMINIUM. LOW-EMITTANCE GLASS is present only in few cases.
Roofs: in the majority of the cases CONCRETE ans BRICKS were used and INSULATION is most times not present.
Floors: in the majority of the cases CONCRETE was used and INSULATION is present only in few cases.
Construction methodologies:
Walls: the most common methodology is SOLID WALL.
Windows: DOUBLE GLAZING is the most common.
Roofs: FLAT ROOF is the most common.
Floors: CONCRETE SLAB is the most common.
OTHER NON RESIDENTIAL BUILDINGS
Construction materials:
Walls: in the majority of the cases BRICKS were used and INSULATION is present only in few cases.
Windows: in the majority of the cases WOOD was used . LOW-EMITTANCE GLASS is present only in few cases.
Roofs: in the majority of the cases CONCRETE ans METALLIC ROOF BOARDS were used and INSULATION in most of the cases is not present.
Floors: in the majority of the cases CONCRETE was used and INSULATION is present only in few cases.
Construction methodologies:
Walls: the most common methodology is SOLID WALL.
Windows: DOUBLE GLAZING is the most common.
Roofs: FLAT ROOF is the most common.
Floors: CONCRETE SLAB is the most common.
Following information have been retrieved by experts questioning and relate to Eastern Europe (Poland, Czech Republic, Hungary, Slovenia, Slovakia, Croatia, Bulgaria, Romania)
OFFICES
Space heating:
The most common is the non-condesing boiler, gas.
Space cooling:
Not present in most of the cases.
DHW:
The most common is the non-condesing boiler, gas.
TRADE
Space heating:
The most common is the non-condesing boiler, gas.
Space cooling:
Not present in most of the cases.
DHW:
The most common is the non-condesing boiler, gas.
EDUCATION
Space heating:
The most common is the non-condesing boiler, gas.
Space cooling:
Not present in most of the cases.
DHW:
The most common is the non-condesing boiler, gas.
HEALTH
Space heating:
The most common is the non-condesing boiler, gas.
Space cooling:
Present in most of the cases.
DHW:
The most common fuel used is gas.
HOTELS AND RESTAURANTS
Space heating:
The most common is the non-condesing boiler, gas.
Space cooling:
Not present in most of the cases.
DHW:
The most common is the non-condesing boiler, gas.
OTHER NON RESIDENTIAL BUILDINGS
Space heating:
The most common is the non-condesing boiler, gas.
Space cooling:
Not present in most of the cases.
DHW:
The most common is the non-condesing boiler, gas.

## Cyprus
[19 empty] | WALLS | [10 empty] | WINDOWS | [7 empty] | ROOF | [6 empty] | FLOOR | [8 empty] | SPACE HEATING | [13 empty] | SPACE COOLING |  | DHW
|  |  |  | Area |  |  |  |  | Tenure/ownership status and distribution |  |  | Occupancy |  |  | Construction features (U-values) |  |  |  | construction material |  |  |  | construction methodology | [6 empty] | construction material |  |  | construction methodology |  |  |  |  | construction material | [6 empty] | construction material |  |  |  | construction methodology |  |  |  |  | individual | central | district heating | boiler |  | combined | stove | electric heating | heat pump | fossil fuels |  |  | electricity | biomass | no space cooling | space cooling | individual | central | district heating | boiler |  | Combined | Solar collectors | heat pump | fossil fuels |  |  | electricity | biomass | Useful energy demand |  |  | Final energy consumption |  |  | Total useful energy demand |  | Total final energy consumption
Sector | Subsector | Building type | Buidling age class | Covered area: constructed [Mm²] | Covered area: heated [Mm²] | Covered area: cooled [Mm²] | Number of dwellings/units [Mil.] | Number of buildings [Mil.] | Owner occupied - dwellings/units [Mil.] | Private rented - dwellings/units [Mil.] | Social housing - dwellings/units [Mil.] | Occupied [Mil.] | Vacant [Mil.] | Secondary dwellings/ units and others [Mil.] | Walls | Windows | Roof | Floor | brick | concrete | wood | other | solid wall |  | cavity wall |  | honeycomb bricks / hollow blocks wall |  | other | wood | synthetic / pvc | aluminium | single glazing | double glazing |  | triple glazing |  | wood | concrete | concrete + bricks | tilted roof |  | flat roof |  | wood | concrete | concrete + bricks | other | concrete slab |  | wooden floor (rafters + boards) |  | other |  |  |  | non-condensing | condensing |  |  |  |  | solid | liquid | gas | [7 empty] | non-condensing | condensing |  |  |  | solid | liquid | gas |  |  | Space heating [kWh/m² year] | Space cooling [kWh/m² year] | Domestic hot water [kWh/m² year] | Space heating [kWh/m² year] | Space cooling [kWh/m² year] | Domestic hot water [kWh/m² year] | Space heating+Domestic hot water [TWh/year] | Space cooling [TWh/year] | Space heating+Domestic hot water [TWh/year] | Space cooling [TWh/year]
|  |  |  | 72.8892 | [19 empty] | insulation |  | insulation |  | insulation | [6 empty] | low-e |  | low-e |  |  |  |  | insulation |  | insulation | [5 empty] | insulation |  | insulation
Residential sector | Total | Total |  | 35.9462 |  |  | 0.49316 | 0.286 | 0.35951 | 0.056714 | 0.076933 | 0.089375
Residential sector | Total | Total | Before 1945 | 2.8222 | 1.8279 | 2.966 | 0.035416 | 0.0232 | 0.025818 | 0.0040728 | 0.0055249 | 0.02814 | 0.0045333 | 0.0027425 | 1.39 | 6.1 | 3.42 | 1.883 | 100% |  |  |  | 100% | [8 empty] | 100% | 100% |  |  |  |  | 78.78% | 21.22% |  | 78.78% |  | 21.22% |  |  | 100% |  |  | 100% |  |  |  |  | Most widespread technology | Less widespread technology |  | Less widespread technology |  |  | Most widespread technology |  |  |  | Most widespread fuel | Less widespread fuel |  |  | Most widespread technology |  | Most widespread technology |  |  | Most widespread technology | [5 empty] | Less widespread fuel | Less widespread fuel | Most widespread fuel |  | 54.2314 | 53.5096 | 17.83 | 59.264 | 11.7775 | 18.8998 | 0.14945 | 0.15871 | 0.16167 | 0.034932 | 2.8222 | 78.78% | 18.38% | 2.846% | 100% |  | 0.05626% | 0.07222% | 0.04144% | 0.0117%
Residential sector | Total | Total | 1945 - 1969 | 11.579 | 7.5197 | 10.5754 | 0.16122 | 0.087 | 0.11753 | 0.018541 | 0.025151 | 0.12685 | 0.020636 | 0.01374 | 1.06 | 4.6112 | 2.0438 | 1.3704 | 100% |  |  |  | 100% | [8 empty] | 100% | 100% |  |  |  |  | 77.55% | 22.45% |  | 77.55% |  | 22.45% |  |  | 100% |  |  | 100% |  |  |  |  | Most widespread technology | Less widespread technology |  | Less widespread technology |  |  | Most widespread technology |  |  |  | Most widespread fuel | Less widespread fuel |  |  | Most widespread technology |  | Most widespread technology |  |  | Most widespread technology | [5 empty] | Less widespread fuel | Less widespread fuel | Most widespread fuel |  | 53.8162 | 54.0666 | 17.83 | 58.8104 | 11.9001 | 18.8998 | 0.61114 | 0.57178 | 0.47108 | 0.12585 | 11.579 | 77.55% | 6.933% | 15.51% | 100% |  | 0.2465% | 0.3526% | 0.04144% | 0.2231%
Residential sector | Total | Total | 1970 - 1979 | 6.229 | 4.0345 | 5.7102 | 0.086909 | 0.045 | 0.063356 | 0.0099945 | 0.013558 | 0.068511 | 0.011124 | 0.0072733 | 0.89257 | 3.8616 | 1.359 | 1.1058 | 100% |  |  |  | 100% | [8 empty] | 100% | 100% |  |  |  |  | 74.33% | 25.67% |  | 74.33% |  | 25.67% |  |  | 100% |  |  | 100% |  |  |  |  | Most widespread technology | Less widespread technology |  | Widespread technology |  |  | Most widespread technology |  |  |  | Most widespread fuel | Less widespread fuel |  |  | Most widespread technology |  | Most widespread technology |  |  | Most widespread technology | [5 empty] | Less widespread fuel | Less widespread fuel | Most widespread fuel |  | 52.7817 | 53.8168 | 17.83 | 57.6798 | 11.8451 | 18.8998 | 0.32401 | 0.3073 | 0.35044 | 0.067638 | 6.229 | 74.33% | 9.894% | 15.78% | 100% |  | 0.1756% | 0.2657% | 0.05968% | 0.1427%
Residential sector | Total | Total | 1980 - 1989 | 2.589 | 1.6769 | 2.7782 | 0.033874 | 0.0225 | 0.024694 | 0.0038955 | 0.0052843 | 0.026836 | 0.0043358 | 0.0027015 | 0.81231 | 3.5258 | 1.0238 | 0.98679 | 100% |  |  |  | 100% | [8 empty] | 100% | 100% | [5 empty] | 100% |  |  |  | 100% |  |  | 100% |  |  | 100% |  |  |  |  | Most widespread technology | Less widespread technology |  | Less widespread technology |  |  | Most widespread technology |  |  |  | Most widespread fuel | Less widespread fuel |  |  | Most widespread technology |  | Most widespread technology |  |  | Most widespread technology | [5 empty] | Less widespread fuel | Less widespread fuel | Most widespread fuel |  | 53.6691 | 55.5377 | 17.83 | 58.6496 | 12.2239 | 18.8998 | 0.13616 | 0.15429 | 0.14728 | 0.03396 | 2.589 | 76.86% | 15.37% | 7.771% | 100% |  | 0.08035% | 0.129% | 0.05521% | 0.03719%
Residential sector | Total | Total | 1990 - 1999 | 2.209 | 1.4308 | 2.4721 | 0.027635 | 0.0231 | 0.020146 | 0.0031781 | 0.0043111 | 0.022048 | 0.0035373 | 0.0020502 | 0.77271 | 3.3683 | 0.85776 | 0.91306 | 100% |  |  |  | 100% | [8 empty] | 100% | 100% | [5 empty] | 100% |  |  |  | 100% |  |  | 100% |  |  | 100% |  |  |  |  | Most widespread technology | Less widespread technology |  | Widespread technology |  |  | Most widespread technology |  |  |  | Most widespread fuel | Less widespread fuel |  |  | Most widespread technology |  | Most widespread technology |  |  | Most widespread technology | [5 empty] | Widespread fuel | Less widespread fuel | Most widespread fuel |  | 51.763 | 49.5943 | 17.83 | 56.5666 | 10.9157 | 18.8998 | 0.11345 | 0.1226 | 0.12268 | 0.026984 | 2.209 | 72.88% | 24.63% | 2.486% | 100% |  | 0.07629% | 0.1271% | 0.03495% | 0.01324%
Residential sector | Total | Total | 2000 - 2010 | 6.989 | 4.5268 | 6.3224 | 0.098979 | 0.054 | 0.072155 | 0.011383 | 0.015441 | 0.077753 | 0.012669 | 0.0085565 | 0.75229 | 3.2032 | 0.75406 | 0.89195 | 100% |  |  |  | 100% | [8 empty] | 100% | 100% | [5 empty] | 100% |  |  |  | 100% |  |  | 100% |  |  | 100% |  |  |  |  | Most widespread technology | Less widespread technology |  | Less widespread technology |  |  | Most widespread technology |  |  |  | Most widespread fuel | Less widespread fuel |  |  | Most widespread technology |  | Most widespread technology |  |  | Most widespread technology | Less widespread technology |  | Less widespread technology |  |  | Less widespread fuel | Less widespread fuel | Most widespread fuel |  | 52.0367 | 51.582 | 17.83 | 56.8657 | 11.3532 | 18.8998 | 0.36017 | 0.32612 | 0.38951 | 0.071779 | 6.989 | 77.12% | 5.169% | 17.71% | 100% |  | 0.211% | 0.3356% | 0.04481% | 0.2635%
Residential sector | Total | Total | Post 2010 | 3.529 | 2.2857 | 3.5353 | 0.049127 | 0.0312 | 0.035813 | 0.0056496 | 0.0076638 | 0.038511 | 0.0062882 | 0.004328 | 0.73085 | 3.1226 | 0.67184 | 0.87605 | 100% |  |  |  | 100% | 100% | [7 empty] | 100% |  | 100% | 100% |  |  | 83.03% | 16.97% |  | 83.03% |  | 16.97% | 16.97% |  | 100% |  |  | 100% | 16.97% |  |  |  |  | Most widespread technology |  | Most widespread technology | [7 empty] | Most widespread fuel |  |  | Most widespread technology |  | Most widespread technology |  |  | Widespread technology | Less widespread technology |  | Widespread technology |  |  |  | Most widespread fuel |  |  | 52.6026 | 50.7037 | 17.83 | 57.4841 | 11.1599 | 18.8998 | 0.18316 | 0.17925 | 0.19809 | 0.039454 | 3.529 | 83.03% | 1.487% | 15.49% | 100% |  | 0.1495% | 0.3161% | 0.02924% | 0.2585%
Residential sector | Single family- Terraced houses | Single family- Terraced houses |  |  |  |  | 0.39463 | 0.26 | 0.28769 | 0.045383 | 0.061563
Residential sector | Single family- Terraced houses | Single family- Terraced houses | Before 1945 | 2.2232 | 1.439 | 2.1371 | 0.02801 | 0.02 | 0.020419 | 0.0032211 | 0.0043695 | 0.022008 | 0.0035852 | 0.0024168 | 1.39 | 6.1 | 3.42 | 1.97 | 100% |  |  |  | 100% | [8 empty] | 100% | 100% |  |  |  |  | 100% |  |  | 100% |  |  |  |  | 100% |  |  | 100% |  |  |  |  | Most widespread technology | [5 empty] | Most widespread technology |  |  |  | Most widespread fuel |  |  |  | Most widespread technology |  | Most widespread technology |  |  | Most widespread technology | [7 empty] | Most widespread fuel |  | 56.5605 | 53.5009 | 17.83 | 61.8093 | 11.7756 | 18.8998 | 0.12103 | 0.11434 | 0.13096 | 0.025166
Residential sector | Single family- Terraced houses | Single family- Terraced houses | 1945 - 1969 | 8.98 | 5.8543 | 8.1356 | 0.1301 | 0.08 | 0.094845 | 0.014962 | 0.020296 | 0.10222 | 0.016653 | 0.011226 | 1.06 | 4.65 | 2.05 | 1.44 | 100% |  |  |  | 100% | [8 empty] | 100% | 100% |  |  |  |  | 100% |  |  | 100% |  |  |  |  | 100% |  |  | 100% |  |  |  |  | Most widespread technology | [5 empty] | Most widespread technology |  |  |  | Most widespread fuel |  |  |  | Most widespread technology |  | Most widespread technology |  |  | Most widespread technology | [7 empty] | Most widespread fuel |  | 57.0687 | 55.1482 | 17.83 | 62.3646 | 12.1381 | 18.8998 | 0.49421 | 0.44866 | 0.34482 | 0.09875
Residential sector | Single family- Terraced houses | Single family- Terraced houses | 1970 - 1979 | 4.63 | 2.9979 | 4.0758 | 0.067289 | 0.04 | 0.049054 | 0.0077383 | 0.010497 | 0.05287 | 0.0086131 | 0.0058061 | 0.89 | 3.92 | 1.37 | 1.17 | 100% |  |  |  | 100% | [8 empty] | 100% | 100% |  |  |  |  | 100% |  |  | 100% |  |  |  |  | 100% |  |  | 100% |  |  |  |  | Most widespread technology | [5 empty] | Most widespread technology |  |  |  | Most widespread fuel |  |  |  | Most widespread technology |  | Most widespread technology |  |  | Most widespread technology | [7 empty] | Most widespread fuel |  | 57.3444 | 53.5419 | 17.83 | 62.6659 | 11.7846 | 18.8998 | 0.25447 | 0.21823 | 0.27537 | 0.048032
Residential sector | Single family- Terraced houses | Single family- Terraced houses | 1980 - 1989 | 1.99 | 1.288 | 1.9493 | 0.026411 | 0.02 | 0.019254 | 0.0030373 | 0.0041201 | 0.020752 | 0.0033806 | 0.0022789 | 0.81 | 3.56 | 1.03 | 1.04 | 100% |  |  |  | 100% | [8 empty] | 100% | 100% | [5 empty] | 100% |  |  |  | 100% |  |  | 100% |  |  | 100% |  |  |  |  | Most widespread technology | [5 empty] | Most widespread technology |  |  |  | Most widespread fuel |  |  |  | Most widespread technology |  | Most widespread technology |  |  | Most widespread technology | [7 empty] | Most widespread fuel |  | 57.62 | 56.219 | 17.83 | 62.9672 | 12.3738 | 18.8998 | 0.10969 | 0.10959 | 0.11871 | 0.02412
Residential sector | Single family- Terraced houses | Single family- Terraced houses | 1990 - 1999 | 1.61 | 1.0418 | 1.6432 | 0.02021 | 0.02 | 0.014733 | 0.0023241 | 0.0031527 | 0.015879 | 0.0025868 | 0.0017438 | 0.77 | 3.38 | 0.86 | 0.97 | 100% |  |  |  | 100% | [8 empty] | 100% | 100% | [5 empty] | 100% |  |  |  | 100% |  |  | 100% |  |  | 100% |  |  |  |  | Most widespread technology | [5 empty] | Most widespread technology |  |  |  | Most widespread fuel |  |  |  | Most widespread technology |  | Most widespread technology |  |  | Most widespread technology | [7 empty] | Most widespread fuel |  | 56.42 | 48.7232 | 17.83 | 61.6557 | 10.724 | 18.8998 | 0.087487 | 0.080063 | 0.094665 | 0.017622
Residential sector | Single family- Terraced houses | Single family- Terraced houses | 2000 - 2010 | 5.39 | 3.4902 | 4.688 | 0.080175 | 0.05 | 0.058448 | 0.0092201 | 0.012507 | 0.062995 | 0.010262 | 0.006918 | 0.75 | 3.29 | 0.77 | 0.94 | 100% |  |  |  | 100% | [8 empty] | 100% | 100% | [5 empty] | 100% |  |  |  | 100% |  |  | 100% |  |  | 100% |  |  |  |  | Most widespread technology | [5 empty] | Most widespread technology |  |  |  | Most widespread fuel |  |  |  | Most widespread technology |  | Most widespread technology |  |  | Most widespread technology | [7 empty] | Most widespread fuel |  | 56.4037 | 53.5419 | 17.83 | 61.638 | 11.7846 | 18.8998 | 0.29296 | 0.25101 | 0.317 | 0.055246
Residential sector | Single family- Terraced houses | Single family- Terraced houses | Post 2010 | 2.93 | 1.8968 | 2.7065 | 0.042437 | 0.03 | 0.030937 | 0.0048802 | 0.0066202 | 0.033343 | 0.0054319 | 0.0036617 | 0.73 | 3.2 | 0.685 | 0.91 | 100% |  |  |  | 100% | 100% | [7 empty] | 100% |  | 100% | 100% |  |  | 100% |  |  | 100% |  |  |  |  | 100% |  |  | 100% | [5 empty] | Most widespread technology |  | Most widespread technology | [7 empty] | Most widespread fuel |  |  | Most widespread technology |  | Most widespread technology |  |  | Widespread technology |  |  | Widespread technology |  |  |  | Most widespread fuel |  |  | 56.3875 | 51.3295 | 17.83 | 61.6203 | 11.2976 | 18.8998 | 0.1592 | 0.13892 | 0.17226 | 0.030577
Residential sector | Multifamily houses | Multifamily houses |  |  |  |  | 0.045365 | 0.0172 | 0.033071 | 0.005217 | 0.007077 | 0.089375
Residential sector | Multifamily houses | Multifamily houses | Before 1945 | 0.51869 | 0.33501 | 0.41781 | 0.006535 | 0.003 | 0.004764 | 0.00075153 | 0.0010195 | 0.0054668 | 0.00083648 | 0.00023171 | 1.39 | 6.1 | 3.42 | 1.56 | 100% |  |  |  | 100% | [8 empty] | 100% | 100% | [5 empty] | 100% |  |  |  | 100% |  |  | 100% |  |  | 100% |  |  |  |  | Most widespread technology |  |  | Most widespread technology | [6 empty] | Most widespread fuel |  |  |  | Most widespread technology |  | Most widespread technology |  |  | Most widespread technology | [5 empty] | Most widespread fuel |  |  |  | 45.5868 | 53.5419 | 17.83 | 49.8173 | 11.7846 | 18.8998 | 0.02452 | 0.02237 | 0.026492 | 0.0049237
Residential sector | Multifamily houses | Multifamily houses | 1945 - 1969 | 0.80276 | 0.519 | 0.64663 | 0.01163 | 0.004 | 0.0084786 | 0.0013375 | 0.0018144 | 0.0097294 | 0.0014887 | 0.00041239 | 1.06 | 4.65 | 2.05 | 1.13 | 100% |  |  |  | 100% | [8 empty] | 100% | 100% | [5 empty] | 100% |  |  |  | 100% |  |  | 100% |  |  | 100% |  |  |  |  | Most widespread technology |  |  | Most widespread technology | [6 empty] | Most widespread fuel |  |  |  | Most widespread technology |  | Most widespread technology |  |  | Most widespread technology | [5 empty] | Most widespread fuel |  |  |  | 42.5785 | 50.3294 | 17.83 | 46.5298 | 11.0775 | 18.8998 | 0.036412 | 0.032544 | 0.039321 | 0.007163
Residential sector | Multifamily houses | Multifamily houses | 1970 - 1979 | 0.61629 | 0.39822 | 0.49642 | 0.0089568 | 0.003 | 0.0065295 | 0.00103 | 0.0013973 | 0.0074927 | 0.0011465 | 0.00031758 | 0.9 | 3.92 | 1.37 | 0.92 | 100% |  |  |  | 100% | [8 empty] | 100% | 100% | [5 empty] | 100% |  |  |  | 100% |  |  | 100% |  |  | 100% |  |  |  |  | Most widespread technology |  |  | Most widespread technology | [6 empty] | Most widespread fuel |  |  |  | Most widespread technology |  | Most widespread technology |  |  | Most widespread technology | [5 empty] | Most widespread fuel |  |  |  | 39.5702 | 54.6128 | 17.83 | 43.2423 | 12.0203 | 18.8998 | 0.026746 | 0.027111 | 0.028868 | 0.0059671
Residential sector | Multifamily houses | Multifamily houses | 1980 - 1989 | 0.39781 | 0.25671 | 0.32044 | 0.0052797 | 0.002 | 0.0038489 | 0.00060716 | 0.00082363 | 0.0044167 | 0.0006758 | 0.0001872 | 0.82 | 3.56 | 1.03 | 0.81 | 100% |  |  |  | 100% | [8 empty] | 100% | 100% | [5 empty] | 100% |  |  |  | 100% |  |  | 100% |  |  | 100% |  |  |  |  | Most widespread technology |  |  | Most widespread technology | [6 empty] | Most widespread fuel |  |  |  | Most widespread technology |  | Most widespread technology |  |  | Most widespread technology | [5 empty] | Most widespread fuel |  |  |  | 40.5432 | 53.2742 | 17.83 | 44.3056 | 11.7257 | 18.8998 | 0.017501 | 0.017071 | 0.018892 | 0.0037573
Residential sector | Multifamily houses | Multifamily houses | 1990 - 1999 | 0.54408 | 0.35145 | 0.43825 | 0.0068296 | 0.003 | 0.0049788 | 0.0007854 | 0.0010654 | 0.0057132 | 0.00087419 | 0.00024216 | 0.78 | 3.38 | 0.86 | 0.76 | 100% |  |  |  | 100% | [8 empty] | 100% | 100% | [5 empty] | 100% |  |  |  | 100% |  |  | 100% |  |  | 100% |  |  |  |  | Most widespread technology |  |  | Most widespread technology | [6 empty] | Most widespread fuel |  |  |  | Most widespread technology |  | Most widespread technology |  |  | Most widespread technology | [5 empty] | Most widespread fuel |  |  |  | 39.2459 | 51.9357 | 17.83 | 42.8879 | 11.431 | 18.8998 | 0.023494 | 0.022761 | 0.025356 | 0.0050097
Residential sector | Multifamily houses | Multifamily houses | 2000 - 2010 | 0.36128 | 0.23305 | 0.29101 | 0.0053739 | 0.002 | 0.0039176 | 0.000618 | 0.00083833 | 0.0044955 | 0.00068786 | 0.00019054 | 0.76 | 3.29 | 0.77 | 0.73 | 100% |  |  |  | 100% | [8 empty] | 100% | 100% | [5 empty] | 100% |  |  |  | 100% |  |  | 100% |  |  | 100% |  |  |  |  | Most widespread technology |  |  | Most widespread technology | [6 empty] | Most widespread fuel |  |  |  | Most widespread technology |  | Most widespread technology |  |  | Most widespread technology | [5 empty] | Most widespread fuel |  |  |  | 37.316 | 44.9752 | 17.83 | 40.7789 | 9.899 | 18.8998 | 0.015138 | 0.013088 | 0.016331 | 0.0028807
Residential sector | Multifamily houses | Multifamily houses | Post 2010 | 0.052466 | 0.03303 | 0.042262 | 0.0007599 | 0.0002 | 0.00055397 | 8.7388e-05 | 0.00011854 | 0.00063569 | 9.7267e-05 | 2.6944e-05 | 0.735 | 3.2 | 0.685 | 0.71 | 100% |  |  |  | 100% | 100% | [7 empty] | 100% |  | 100% | 100% |  |  |  | 100% |  |  |  | 100% | 100% |  | 100% |  |  | 100% | 100% |  |  |  |  | Most widespread technology |  | Most widespread technology | [7 empty] | Most widespread fuel |  |  | Most widespread technology |  | Most widespread technology |  |  | Widespread technology |  |  | Widespread technology |  |  |  | Most widespread fuel |  |  | 34.0888 | 47.6422 | 17.83 | 37.2522 | 10.4861 | 18.8998 | 0.0020614 | 0.0020134 | 0.002222 | 0.00044316
Residential sector | Appartment blocks | Appartment blocks |  | 4.8996 |  |  | 0.053161 | 0.0088 | 0.038755 | 0.0061136 | 0.0082932 | 0.040625
Residential sector | Appartment blocks | Appartment blocks | Berfore 1945 | 0.080308 | 0.051063 | 0.41105 | 0.00087135 | 0.0002 | 0.00063521 | 0.0001002 | 0.00013593 | 0.00066587 | 0.00011153 | 9.3947e-05 | 1.39 | 6.1 | 3.42 | 1.56 | 100% |  |  |  | 100% | [8 empty] | 100% | 100% | [5 empty] | 100% |  |  |  | 100% |  |  | 100% |  |  | 100% | [5 empty] | Most widespread technology |  | Most widespread technology | [7 empty] | Most widespread fuel |  |  | Most widespread technology |  | Most widespread technology |  |  | Most widespread technology | [6 empty] | Most widespread fuel |  |  | 45.5868 | 53.5419 | 17.83 | 49.8173 | 11.7846 | 18.8998 | 0.0037597 | 0.022009 | 0.0040616 | 0.0048441
Residential sector | Appartment blocks | Appartment blocks | 1945 - 1969 | 1.7962 | 1.1625 | 1.7932 | 0.019489 | 0.003 | 0.014208 | 0.0022413 | 0.0030403 | 0.014893 | 0.0024946 | 0.0021013 | 1.06 | 4.4 | 2.01 | 1.13 | 100% |  |  |  | 100% | [8 empty] | 100% | 100% | [5 empty] | 100% |  |  |  | 100% |  |  | 100% |  |  | 100% | [5 empty] | Most widespread technology |  | Most widespread technology | [7 empty] | Most widespread fuel |  |  | Most widespread technology |  | Most widespread technology |  |  | Most widespread technology | [6 empty] | Most widespread fuel |  |  | 42.5785 | 50.3294 | 17.83 | 46.5298 | 11.0775 | 18.8998 | 0.081523 | 0.090252 | 0.088038 | 0.019865
Residential sector | Appartment blocks | Appartment blocks | 1970 - 1979 | 0.98271 | 0.63555 | 1.1379 | 0.010662 | 0.002 | 0.007773 | 0.0012262 | 0.0016633 | 0.0081481 | 0.0013648 | 0.0011496 | 0.9 | 3.55 | 1.3 | 0.92 | 100% |  |  |  | 100% | [8 empty] | 100% | 100% | [5 empty] | 100% |  |  |  | 100% |  |  | 100% |  |  | 100% | [5 empty] | Most widespread technology |  | Most widespread technology | [7 empty] | Most widespread fuel |  |  | Most widespread technology |  | Most widespread technology |  |  | Most widespread technology | [6 empty] | Most widespread fuel |  |  | 39.5702 | 54.6128 | 17.83 | 43.2423 | 12.0203 | 18.8998 | 0.042671 | 0.062146 | 0.046056 | 0.013678
Residential sector | Appartment blocks | Appartment blocks | 1980 - 1989 | 0.20119 | 0.12936 | 0.50842 | 0.0021829 | 0.0005 | 0.0015914 | 0.00025104 | 0.00034054 | 0.0016682 | 0.00027942 | 0.00023536 | 0.82 | 3.12 | 0.95 | 0.81 | 100% |  |  |  | 100% | [8 empty] | 100% | 100% | [5 empty] | 100% |  |  |  | 100% |  |  | 100% |  |  | 100% | [5 empty] | Most widespread technology |  | Most widespread technology | [7 empty] | Most widespread fuel |  |  | Most widespread technology |  | Most widespread technology |  |  | Most widespread technology | [6 empty] | Most widespread fuel |  |  | 40.5432 | 53.2742 | 17.83 | 44.3056 | 11.7257 | 18.8998 | 0.0088319 | 0.027086 | 0.0095338 | 0.0059616
Residential sector | Appartment blocks | Appartment blocks | 1990 - 1999 | 0.054925 | 0.034623 | 0.39061 | 0.00059594 | 0.0001 | 0.00043444 | 6.8533e-05 | 9.2967e-05 | 0.00045541 | 7.6281e-05 | 6.4254e-05 | 0.78 | 2.91 | 0.77 | 0.76 | 100% |  |  |  | 100% | [8 empty] | 100% | 100% | [5 empty] | 100% |  |  |  | 100% |  |  | 100% |  |  | 100% | [5 empty] | Most widespread technology |  | Most widespread technology | [7 empty] | Most widespread fuel |  |  | Most widespread technology |  | Most widespread technology |  |  | Most widespread technology | [6 empty] | Most widespread fuel |  |  | 39.2459 | 51.9357 | 17.83 | 42.8879 | 11.431 | 18.8998 | 0.0023381 | 0.020286 | 0.002523 | 0.004465
Residential sector | Appartment blocks | Appartment blocks | 2000 - 2010 | 1.2377 | 0.80072 | 1.3434 | 0.013429 | 0.002 | 0.0097901 | 0.0015444 | 0.002095 | 0.010263 | 0.001719 | 0.0014479 | 0.76 | 2.8 | 0.68 | 0.73 | 100% |  |  |  | 100% | [8 empty] | 100% | 100% | [5 empty] | 100% |  |  |  | 100% |  |  | 100% |  |  | 100% | [5 empty] | Most widespread technology |  | Most widespread technology | [7 empty] | Most widespread fuel |  |  | Most widespread technology |  | Most widespread technology |  |  |  | Widespread technology |  | Widespread technology |  |  |  | Most widespread fuel |  |  | 37.316 | 44.9752 | 17.83 | 40.7789 | 9.899 | 18.8998 | 0.051948 | 0.060418 | 0.056045 | 0.013298
Residential sector | Appartment blocks | Appartment blocks | Post 2010 | 0.54653 | 0.35304 | 0.7866 | 0.0059299 | 0.001 | 0.0043229 | 0.00068194 | 0.00092507 | 0.0045316 | 0.00075903 | 0.00063936 | 0.735 | 2.7 | 0.6 | 0.71 | 100% |  |  |  | 100% | 100% | [7 empty] | 100% |  | 100% | 100% |  |  |  | 100% |  |  |  | 100% | 100% |  | 100% |  |  | 100% | 100% |  |  |  |  | Most widespread technology |  | Most widespread technology | [7 empty] | Most widespread fuel |  |  | Most widespread technology |  | Most widespread technology |  |  |  | Widespread technology |  | Widespread technology |  |  |  | Most widespread fuel |  |  | 34.0888 | 47.6422 | 17.83 | 37.2522 | 10.4861 | 18.8998 | 0.021779 | 0.037475 | 0.023481 | 0.0082483
Service sector | Total | Total |  |  |  |  | 0.30934 | 0.28296 | 0.12941 | 0.17969 | 0
Service sector | Total | Total | Before 1945 | 3.8016 | 0.58316 | 0.68 | 0.12846 | 0.11831 | 0.053876 | 0.074402 | 0 | 0.10863 | 0.019823 | 0 | 2.1 | 6.2 | 3.2 | 0.7 | [64 empty] | 24.5004 | 190.9222 | 6.01 | 53.9008 | 80.1873 | 6.3706 | 0.022848 | 0.091337 | 0.14965 | 0.054527 | 3.8016 | 32.57% | 13.09% | 23.58% | 7.093% | 21.08% | 2.598% | 100% |  | 0.2943% | 0.1233% | 0.3088% | 0.2412% | 0.5225% | 0.03857%
Service sector | Total | Total | 1945 - 1969 | 0.58316 | 0.22049 | 0.208 | 0.036788 | 0.035226 | 0.015094 | 0.021667 | 0 | 0.030908 | 0.0058804 | 0 | 1.9 | 6.05 | 3.3 | 0.75 | [64 empty] | 25.6447 | 189.2418 | 5.5319 | 56.4183 | 79.4815 | 5.8638 | 0.018181 | 0.090534 | 0.10986 | 0.016532 | 0.58316 | 33.22% | 12.05% | 23.45% | 5.542% | 20.19% | 5.542% | 100% |  | 0.04607% | 0.03252% | 0.06596% | 0.04663% | 0.09809% | 0.01891%
Service sector | Total | Total | 1970 - 1979 | 0.22049 | 0.22049 | 0.208 | 0.022562 | 0.02194 | 0.0091532 | 0.013402 | 0 | 0.018917 | 0.0036449 | 0 | 1.7 | 5.97 | 3.4 | 0.76 | [64 empty] | 27.5308 | 189.9432 | 7.796 | 60.5678 | 79.7762 | 8.2638 | 0.0077892 | 0.027795 | 0.10918 | 0.016593 | 0.22049 | 31.88% | 18.96% | 14.66% | 14.66% | 10.35% | 9.49% | 100% |  | 0.03543% | 0.03332% | 0.01687% | 0.08919% | 0.03628% | 0.02032%
Service sector | Total | Total | 1980 - 1989 | 0.77912 | 0.77912 | 0.7496 | 0.028941 | 0.02696 | 0.012083 | 0.016848 | 0 | 0.024445 | 0.0044958 | 0 | 1.6 | 5.9 | 3.5 | 0.77 | [64 empty] | 26.4208 | 178.2722 | 9.2758 | 58.1258 | 74.8743 | 9.8324 | 0.027812 | 0.094015 | 0.14695 | 0.056126 | 0.77912 | 29.74% | 15.12% | 6.845% | 16.9% | 28.52% | 2.881% | 100% |  | 0.09013% | 0.04884% | 0.03785% | 0.222% | 0.2269% | 0.0153%
Service sector | Total | Total | 1990 - 1999 | 0.58886 | 0.58886 | 0.656 | 0.030366 | 0.028477 | 0.012607 | 0.017751 | 0 | 0.025574 | 0.0047918 | 0 | 1.55 | 2.5 | 0.5 | 0.78 | [64 empty] | 26.4647 | 148.9339 | 5.575 | 58.2224 | 62.5523 | 5.9095 | 0.018867 | 0.068736 | 0.13176 | 0.041034 | 0.58886 | 42.57% | 8.713% | 6.133% | 3.876% | 34.51% | 4.198% | 100% |  | 0.09816% | 0.02162% | 0.03655% | 0.03589% | 0.2% | 0.0166%
Service sector | Total | Total | 2000 - 2010 | 1.4166 | 1.4166 | 2.26 | 0.039208 | 0.031436 | 0.016966 | 0.022237 | 0 | 0.033799 | 0.0054087 | 0 | 1.52 | 1.6 | 0.7 | 0.79 | [64 empty] | 25.8362 | 158.902 | 3.0725 | 56.8396 | 66.7389 | 3.2568 | 0.040952 | 0.25265 | 0.17913 | 0.15083 | 1.4166 | 69.3% | 22.1% | 1.611% | 1.611% | 3.765% | 1.611% | 100% |  | 0.4135% | 0.1161% | 0.02993% | 0.03676% | 0.05184% | 0.01501%
Service sector | Total | Total | Post 2010 | 0.47499 | 0.47499 | 0.465 | 0.023015 | 0.020604 | 0.0096271 | 0.013383 | 0 | 0.019487 | 0.0035273 | 0 | 1.5 | 1.1 | 0.12 | 0.8 | [64 empty] | 13.99 | 102.68 | 4.2472 | 30.778 | 43.1256 | 4.5021 | 0.0086625 | 0.033591 | 0.11076 | 0.020053 | 0.47499 | 70.76% | 6.804% | 4.912% | 4.912% | 8.803% | 3.806% | 100% |  | 0.2425% | 0.02343% | 0.03139% | 0.1059% | 0.1029% | 0.02419%
Service sector | Offices | Offices |  |  |  |  | 0.040422 | 0.017803 | 0.019742 | 0.02068 | 0
Service sector | Offices | Offices | Before 1945 | 1.2381 | 1.2381 | 1.32 | 0.015154 | 0.0066744 | 0.0074014 | 0.007753 | 0 | 0.013586 | 0.0015685 | 0 | 2.1 | 6.2 | 3.2 | 0.7 | [64 empty] | 27.7364 | 190.9222 | 1.93 | 61.02 | 80.1873 | 2.0458 | 0.036728 | 0.1773 | 0.15208 | 0.10585
Service sector | Offices | Offices | 1945 - 1969 | 0.19372 | 0.19372 | 0.22 | 0.0023712 | 0.0010443 | 0.0011581 | 0.0012131 | 0 | 0.0021258 | 0.00024542 | 0 | 1.9 | 6.05 | 3.3 | 0.75 | [64 empty] | 28.0253 | 177.5576 | 1.93 | 61.6556 | 74.5742 | 2.0458 | 0.0058028 | 0.027482 | 0.10634 | 0.016406
Service sector | Offices | Offices | 1970 - 1979 | 0.070294 | 0.070294 | 0.09 | 0.00086043 | 0.00037896 | 0.00042024 | 0.0004402 | 0 | 0.00077138 | 8.9055e-05 | 0 | 1.7 | 5.97 | 3.4 | 0.76 | [64 empty] | 28.4587 | 179.3332 | 1.93 | 62.6091 | 75.3199 | 2.0458 | 0.0021361 | 0.011355 | 0.098545 | 0.0067788
Service sector | Offices | Offices | 1980 - 1989 | 0.23169 | 0.23169 | 0.26 | 0.002836 | 0.0012491 | 0.0013851 | 0.0014509 | 0 | 0.0025425 | 0.00029353 | 0 | 1.6 | 5.9 | 3.5 | 0.77 | [64 empty] | 28.8921 | 164.9859 | 1.93 | 63.5625 | 69.2941 | 2.0458 | 0.0071412 | 0.030179 | 0.1092 | 0.018016
Service sector | Offices | Offices | 1990 - 1999 | 0.25068 | 0.25068 | 0.28 | 0.0030684 | 0.0013514 | 0.0014986 | 0.0015698 | 0 | 0.0027509 | 0.00031758 | 0 | 1.55 | 2.5 | 0.5 | 0.78 | [64 empty] | 27.3659 | 138.5881 | 1.93 | 60.2049 | 58.207 | 2.0458 | 0.0073439 | 0.0273 | 0.1096 | 0.016298
Service sector | Offices | Offices | 2000 - 2010 | 0.98172 | 0.98172 | 1.05 | 0.012017 | 0.0052925 | 0.005869 | 0.0061478 | 0 | 0.010773 | 0.0012437 | 0 | 1.52 | 1.6 | 0.7 | 0.79 | [64 empty] | 25.8397 | 126.1152 | 1.93 | 56.8473 | 52.9684 | 2.0458 | 0.027262 | 0.093162 | 0.17182 | 0.055617
Service sector | Offices | Offices | Post 2010 | 0.33613 | 0.33613 | 0.37 | 0.0041143 | 0.0018121 | 0.0020094 | 0.0021049 | 0 | 0.0036885 | 0.00042584 | 0 | 1.5 | 1.1 | 0.12 | 0.8 | [64 empty] | 15.4793 | 135.5871 | 1.93 | 34.0546 | 56.9466 | 2.0458 | 0.0058517 | 0.035294 | 0.10613 | 0.02107
Service sector | Trade | Trade |  |  |  |  | 0.01376 | 0.01 | 0.006123 | 0.0076366 | 0
Service sector | Trade | Trade | Before 1945 | 0.49752 | 0.49752 | 0.54 | 0.0060899 | 0.0044259 | 0.00271 | 0.0033799 | 0 | 0.0056332 | 0.00045675 | 0 | 2.1 | 6.2 | 3.2 | 0.7 | [64 empty] | 25.9689 | 190.9222 | 3.5383 | 57.1315 | 80.1873 | 3.7506 | 0.01468 | 0.072533 | 0.03029 | 0.043301
Service sector | Trade | Trade | 1945 - 1969 | 0.070294 | 0.070294 | 0.09 | 0.00086043 | 0.00062533 | 0.00038289 | 0.00047754 | 0 | 0.0007959 | 6.4533e-05 | 0 | 1.9 | 6.05 | 3.3 | 0.75 | [64 empty] | 26.1898 | 192.8314 | 3.5383 | 57.6176 | 80.9892 | 3.7506 | 0.0020897 | 0.01221 | 0.0043138 | 0.007289
Service sector | Trade | Trade | 1970 - 1979 | 0.041812 | 0.041812 | 0.03 | 0.0005118 | 0.00037196 | 0.00022775 | 0.00028405 | 0 | 0.00047341 | 3.8385e-05 | 0 | 1.7 | 5.97 | 3.4 | 0.76 | [64 empty] | 26.5212 | 194.7597 | 3.5383 | 58.3467 | 81.7991 | 3.7506 | 0.0012568 | 0.0041106 | 0.0025964 | 0.002454
Service sector | Trade | Trade | 1980 - 1989 | 0.11776 | 0.11776 | 0.14 | 0.0014415 | 0.0010476 | 0.00064146 | 0.00080003 | 0 | 0.0013334 | 0.00010811 | 0 | 1.6 | 5.9 | 3.5 | 0.77 | [64 empty] | 26.8526 | 225.9213 | 3.5383 | 59.0758 | 94.8869 | 3.7506 | 0.0035789 | 0.022252 | 0.0073987 | 0.013284
Service sector | Trade | Trade | 1990 - 1999 | 0.051306 | 0.051306 | 0.07 | 0.00062801 | 0.00045642 | 0.00027946 | 0.00034855 | 0 | 0.00058091 | 4.7101e-05 | 0 | 1.55 | 2.5 | 0.5 | 0.78 | [64 empty] | 26.2408 | 262.0687 | 3.5383 | 57.7297 | 110.0688 | 3.7506 | 0.0015278 | 0.012906 | 0.0031543 | 0.0077048
Service sector | Trade | Trade | 2000 - 2010 | 0.31309 | 0.31309 | 0.43 | 0.0038324 | 0.0027852 | 0.0017054 | 0.002127 | 0 | 0.0035449 | 0.00028743 | 0 | 1.52 | 1.6 | 0.7 | 0.79 | [64 empty] | 25.629 | 264.6894 | 3.5383 | 56.3837 | 111.1695 | 3.7506 | 0.0091319 | 0.080073 | 0.018827 | 0.047803
Service sector | Trade | Trade | Post 2010 | 0.032318 | 0.032318 | 0.02 | 0.00039559 | 0.0002875 | 0.00017604 | 0.00021955 | 0 | 0.00036592 | 2.9669e-05 | 0 | 1.5 | 1.1 | 0.12 | 0.8 | [64 empty] | 20.2244 | 190.9222 | 3.5383 | 44.4938 | 80.1873 | 3.7506 | 0.00076796 | 0.0026864 | 0.0015592 | 0.0016037
Service sector | Education | Education |  |  |  |  | 0.001 | 0.001 | 0.0007588 | 0 | 0
Service sector | Education | Education | Before 1945 | 0.89627 | 0.89627 | 0.96 | 0.00074631 | 0.00074631 | 0.0005663 | 0 | 0 | 0.00062242 | 0.00012389 | 0 | 2.1 | 6.2 | 3.2 | 0.7 | [64 empty] | 18.5589 | 190.9222 | 3.3453 | 40.8296 | 80.1873 | 3.546 | 0.019632 | 0.12895 | 0.039772 | 0.07698
Service sector | Education | Education | 1945 - 1969 | 0.13675 | 0.13675 | 0.16 | 0.00011387 | 0.00011387 | 8.6405e-05 | 0 | 0 | 9.4968e-05 | 1.8903e-05 | 0 | 1.9 | 6.05 | 3.3 | 0.75 | [64 empty] | 18.8988 | 208.1052 | 3.3453 | 41.5774 | 87.4042 | 3.546 | 0.0030419 | 0.023425 | 0.0061707 | 0.013985
Service sector | Education | Education | 1970 - 1979 | 0.032318 | 0.032318 | 0.02 | 2.6911e-05 | 2.6911e-05 | 2.042e-05 | 0 | 0 | 2.2443e-05 | 4.4672e-06 | 0 | 1.7 | 5.97 | 3.4 | 0.76 | [64 empty] | 19.2387 | 210.1924 | 3.3453 | 42.3252 | 88.2808 | 3.546 | 0.00072987 | 0.0029575 | 0.0014825 | 0.0017656
Service sector | Education | Education | 1980 - 1989 | 0.05333 | 0.05333 | 0.06 | 4.4407e-05 | 4.4407e-05 | 3.3696e-05 | 0 | 0 | 3.7035e-05 | 7.3716e-06 | 0 | 1.6 | 5.9 | 3.5 | 0.77 | [64 empty] | 19.9185 | 125.1835 | 3.3453 | 43.8208 | 52.5771 | 3.546 | 0.0012407 | 0.0052842 | 0.0025261 | 0.0031546
Service sector | Education | Education | 1990 - 1999 | 0.036116 | 0.036116 | 0.054 | 3.0073e-05 | 3.0073e-05 | 2.2819e-05 | 0 | 0 | 2.5081e-05 | 4.9921e-06 | 0 | 1.55 | 2.5 | 0.5 | 0.78 | [64 empty] | 19.3407 | 40.1746 | 3.3453 | 42.5495 | 16.8733 | 3.546 | 0.00081932 | 0.0015263 | 0.0016648 | 0.00091116
Service sector | Education | Education | 2000 - 2010 | 0.022824 | 0.022824 | 0.04 | 1.9005e-05 | 1.9005e-05 | 1.4421e-05 | 0 | 0 | 1.585e-05 | 3.1548e-06 | 0 | 1.52 | 1.6 | 0.7 | 0.79 | [64 empty] | 18.7628 | 45.799 | 3.3453 | 41.2783 | 19.2356 | 3.546 | 0.0005046 | 0.0012888 | 0.0010231 | 0.00076942
Service sector | Education | Education | Post 2010 | 0.02333 | 0.02333 | 0.02 | 1.9426e-05 | 1.9426e-05 | 1.4741e-05 | 0 | 0 | 1.6202e-05 | 3.2248e-06 | 0 | 1.5 | 1.1 | 0.12 | 0.8 | [64 empty] | 6.4174 | 158.611 | 3.3453 | 14.1184 | 66.6166 | 3.546 | 0.00022776 | 0.0022318 | 0.00041211 | 0.0013323
Service sector | Health | Health |  |  |  |  | 0.0004 | 0.0004 | 0.00020968 | 0.00019032 | 0
Service sector | Health | Health | Before 1945 | 0.26967 | 0.26967 | 0.3 | 0.00020163 | 0.00020163 | 0.00010569 | 9.5936e-05 | 0 | 0.00016816 | 3.3471e-05 | 0 | 2.1 | 6.2 | 3.2 | 0.7 | [64 empty] | 21.754 | 190.9222 | 32.5523 | 47.8588 | 80.1873 | 34.5055 | 0.014645 | 0.040296 | 0.022211 | 0.024056
Service sector | Health | Health | 1945 - 1969 | 0.032318 | 0.032318 | 0.05 | 2.4164e-05 | 2.4164e-05 | 1.2667e-05 | 1.1497e-05 | 0 | 2.0153e-05 | 4.0113e-06 | 0 | 1.9 | 6.05 | 3.3 | 0.75 | [64 empty] | 22.1959 | 177.5576 | 32.5523 | 48.831 | 74.5742 | 34.5055 | 0.0017693 | 0.0062459 | 0.0026933 | 0.0037287
Service sector | Health | Health | 1970 - 1979 | 0.032318 | 0.032318 | 0.02 | 2.4164e-05 | 2.4164e-05 | 1.2667e-05 | 1.1497e-05 | 0 | 2.0153e-05 | 4.0113e-06 | 0 | 1.7 | 5.97 | 3.4 | 0.76 | [64 empty] | 22.6378 | 179.3374 | 32.5523 | 49.8031 | 75.3217 | 34.5055 | 0.0017836 | 0.0025234 | 0.0027247 | 0.0015064
Service sector | Health | Health | 1980 - 1989 | 0.13169 | 0.13169 | 0.03 | 9.8466e-05 | 9.8466e-05 | 5.1616e-05 | 4.685e-05 | 0 | 8.2121e-05 | 1.6345e-05 | 0 | 1.6 | 5.9 | 3.5 | 0.77 | [64 empty] | 23.5215 | 158.7081 | 32.5523 | 51.7474 | 66.6574 | 34.5055 | 0.0073844 | 0.0033497 | 0.011359 | 0.0019997
Service sector | Health | Health | 1990 - 1999 | 0.022824 | 0.022824 | 0.01 | 1.7066e-05 | 1.7066e-05 | 8.9458e-06 | 8.1198e-06 | 0 | 1.4233e-05 | 2.8329e-06 | 0 | 1.55 | 2.5 | 0.5 | 0.78 | [64 empty] | 23.5215 | 138.0788 | 32.5523 | 51.7474 | 57.9931 | 34.5055 | 0.0012798 | 0.00097143 | 0.0019686 | 0.00057993
Service sector | Health | Health | 2000 - 2010 | 0.022824 | 0.022824 | 0.04 | 1.7066e-05 | 1.7066e-05 | 8.9458e-06 | 8.1198e-06 | 0 | 1.4233e-05 | 2.8329e-06 | 0 | 1.52 | 1.6 | 0.7 | 0.79 | [64 empty] | 23.9974 | 156.029 | 32.5523 | 52.7943 | 65.5322 | 34.5055 | 0.0012907 | 0.0043909 | 0.0019925 | 0.0026213
Service sector | Health | Health | Post 2010 | 0.02333 | 0.02333 | 0.02 | 1.7444e-05 | 1.7444e-05 | 9.1441e-06 | 8.2998e-06 | 0 | 1.4548e-05 | 2.8957e-06 | 0 | 1.5 | 1.1 | 0.12 | 0.8 | [64 empty] | 20.979 | 147.5925 | 32.5523 | 46.1539 | 61.9889 | 34.5055 | 0.0012489 | 0.0020767 | 0.0018818 | 0.0012398
Service sector | Hotels and Restaurants | Hotels and Restaurants |  |  |  |  | 0.013669 | 0.013669 | 0.0065377 | 0.0071309 | 0
Service sector | Hotels and Restaurants | Hotels and Restaurants | Before 1945 | 0.80133 | 0.80133 | 0.86 | 0.0074894 | 0.0074894 | 0.0035822 | 0.0039072 | 0 | 0.0062462 | 0.0012432 | 0 | 2.1 | 6.2 | 3.2 | 0.7 | [64 empty] | 22.9777 | 190.9222 | 8.1059 | 50.5509 | 80.1873 | 8.5923 | 0.024908 | 0.11552 | 0.047393 | 0.068961
Service sector | Hotels and Restaurants | Hotels and Restaurants | 1945 - 1969 | 0.11776 | 0.11776 | 0.14 | 0.0011007 | 0.0011007 | 0.00052644 | 0.00057421 | 0 | 0.00091794 | 0.00018271 | 0 | 1.9 | 6.05 | 3.3 | 0.75 | [64 empty] | 23.3176 | 185.1945 | 8.1059 | 51.2987 | 77.7817 | 8.5923 | 0.0037005 | 0.018241 | 0.007053 | 0.010889
Service sector | Hotels and Restaurants | Hotels and Restaurants | 1970 - 1979 | 0.022824 | 0.022824 | 0.04 | 0.00021332 | 0.00021332 | 0.00010203 | 0.00011129 | 0 | 0.00017791 | 3.5411e-05 | 0 | 1.7 | 5.97 | 3.4 | 0.76 | [64 empty] | 23.6575 | 186.1168 | 8.1059 | 52.0465 | 78.169 | 8.5923 | 0.00072497 | 0.0052376 | 0.001384 | 0.0031268
Service sector | Hotels and Restaurants | Hotels and Restaurants | 1980 - 1989 | 0.2222 | 0.2222 | 0.25 | 0.0020767 | 0.0020767 | 0.00099329 | 0.0010834 | 0 | 0.001732 | 0.00034474 | 0 | 1.6 | 5.9 | 3.5 | 0.77 | [64 empty] | 24.3373 | 187.039 | 8.1059 | 53.5421 | 78.5564 | 8.5923 | 0.0072088 | 0.032897 | 0.013806 | 0.019639
Service sector | Hotels and Restaurants | Hotels and Restaurants | 1990 - 1999 | 0.20321 | 0.20321 | 0.23 | 0.0018993 | 0.0018993 | 0.00090841 | 0.00099084 | 0 | 0.001584 | 0.00031528 | 0 | 1.55 | 2.5 | 0.5 | 0.78 | [64 empty] | 24.3373 | 144.02 | 8.1059 | 53.5421 | 60.4884 | 8.5923 | 0.0065928 | 0.023304 | 0.012626 | 0.013912
Service sector | Hotels and Restaurants | Hotels and Restaurants | 2000 - 2010 | 0.05333 | 0.05333 | 0.66 | 0.00049844 | 0.00049844 | 0.0002384 | 0.00026003 | 0 | 0.0004157 | 8.2741e-05 | 0 | 1.52 | 1.6 | 0.7 | 0.79 | [64 empty] | 22.5698 | 162.7426 | 8.1059 | 49.6535 | 68.3519 | 8.5923 | 0.0016359 | 0.075566 | 0.0031062 | 0.045112
Service sector | Hotels and Restaurants | Hotels and Restaurants | Post 2010 | 0.041812 | 0.041812 | 0.03 | 0.00039079 | 0.00039079 | 0.00018691 | 0.00020387 | 0 | 0.00032592 | 6.487e-05 | 0 | 1.5 | 1.1 | 0.12 | 0.8 | [64 empty] | 12.1143 | 150.0681 | 8.1059 | 26.6514 | 63.0286 | 8.5923 | 0.00084544 | 0.0031673 | 0.0014736 | 0.0018909
Service sector | Other non-residential buildings | Other non-residential buildings |  |  |  |  | 0.24009 | 0.24009 | 0.096035 | 0.14405 | 0
Service sector | Other non-residential buildings | Other non-residential buildings | Before 1945 | 0.098776 | 0.098776 | 0.12 | 0.098776 | 0.098776 | 0.03951 | 0.059265 | 0 | 0.082379 | 0.016397 | 0 | 2.1 | 6.2 | 3.2 | 0.7 | [64 empty] | 50.3062 | 190.9222 | 4.3103 | 110.6736 | 80.1873 | 4.5689 | 0.0053948 | 0.016118 | 0.011383 | 0.0096225
Service sector | Other non-residential buildings | Other non-residential buildings | 1945 - 1969 | 0.032318 | 0.032318 | 0.02 | 0.032318 | 0.032318 | 0.012927 | 0.019391 | 0 | 0.026953 | 0.0053648 | 0 | 1.9 | 6.05 | 3.3 | 0.75 | [64 empty] | 50.6631 | 198.0818 | 4.3103 | 111.4588 | 83.1943 | 4.5689 | 0.0017766 | 0.0027871 | 0.0037498 | 0.0016639
Service sector | Other non-residential buildings | Other non-residential buildings | 1970 - 1979 | 0.020925 | 0.020925 | 0.008 | 0.020925 | 0.020925 | 0.0083701 | 0.012555 | 0 | 0.017452 | 0.0034736 | 0 | 1.7 | 5.97 | 3.4 | 0.76 | [64 empty] | 51.02 | 205.2413 | 4.3103 | 112.2439 | 86.2014 | 4.5689 | 0.0011578 | 0.0011552 | 0.0024443 | 0.00068961
Service sector | Other non-residential buildings | Other non-residential buildings | 1980 - 1989 | 0.022444 | 0.022444 | 0.0096 | 0.022444 | 0.022444 | 0.0089777 | 0.013467 | 0 | 0.018718 | 0.0037257 | 0 | 1.6 | 5.9 | 3.5 | 0.77 | [64 empty] | 51.7338 | 219.5605 | 4.3103 | 113.8143 | 92.2154 | 4.5689 | 0.0012579 | 0.0014829 | 0.002657 | 0.00088527
Service sector | Other non-residential buildings | Other non-residential buildings | 1990 - 1999 | 0.024723 | 0.024723 | 0.012 | 0.024723 | 0.024723 | 0.0098891 | 0.014834 | 0 | 0.020619 | 0.004104 | 0 | 1.55 | 2.5 | 0.5 | 0.78 | [64 empty] | 48.4027 | 228.3429 | 4.3103 | 106.4859 | 95.904 | 4.5689 | 0.0013032 | 0.0019278 | 0.0027456 | 0.0011508
Service sector | Other non-residential buildings | Other non-residential buildings | 2000 - 2010 | 0.022824 | 0.022824 | 0.04 | 0.022824 | 0.022824 | 0.0091296 | 0.013694 | 0 | 0.019035 | 0.0037888 | 0 | 1.52 | 1.6 | 0.7 | 0.79 | [64 empty] | 45.0716 | 225.0034 | 4.3103 | 99.1575 | 94.5014 | 4.5689 | 0.0011271 | 0.0063319 | 0.0023674 | 0.0037801
Service sector | Other non-residential buildings | Other non-residential buildings | Post 2010 | 0.018077 | 0.018077 | 0.005 | 0.018077 | 0.018077 | 0.0072308 | 0.010846 | 0 | 0.015076 | 0.0030008 | 0 | 1.5 | 1.1 | 0.12 | 0.8 | [64 empty] | 13.5963 | 221.6639 | 4.3103 | 29.9118 | 93.0988 | 4.5689 | 0.0003237 | 0.00077974 | 0.00062331 | 0.00046549
0.24009
84.85%
Estimated
Note on U2: TABULA, TABULA WebTool, 2017 http://webtool.building-typology.eu/#bm
Note on AF2: TABULA, TABULA WebTool, 2017 http://webtool.building-typology.eu/#bm
Note on AN2: TABULA, TABULA WebTool, 2017 http://webtool.building-typology.eu/#bm
Note on AU2: TABULA, TABULA WebTool, 2017 http://webtool.building-typology.eu/#bm
Note on BD2: SPezzutto: TABULA, TABULA WebTool, 2017 http://webtool.building-typology.eu/#bm
Note on BR2: SPezzutto: TABULA, TABULA WebTool, 2017 http://webtool.building-typology.eu/#bm
Note on BT2: SPezzutto: TABULA, TABULA WebTool, 2017 http://webtool.building-typology.eu/#bm
Following information have been retrieved by experts questioning and relate to Southern Europe (Spain, Italy, Greece, Cyprus, Malta and Portugal)
OFFICES
Construction materials:
Walls: in the majority of the cases BRICKS were used and INSULATION is present only in few cases.
Windows: about 50% of the frames are made of SYNTHETIC/PVC material and the other 50% of ALUMINIUM. LOW-EMITTANCE GLASS is present only in few cases.
Roofs: in the majority of the cases CONCRETE ans BRICKS were used and INSULATION is most times not present.
Floors: in the majority of the cases CONCRETE was used and INSULATION is present only in few cases.
Construction methodologies:
Walls: the most common methodology is HONEYCOMB BRICKS/HOLLOW BLOCK WALL.
Windows: DOUBLE GLAZING is the most common.
Roofs: FLAT ROOF is the most common.
Floors: CONCRETE SLAB is the most common.
TRADE
Constrcuction materials:
Walls: in the majority of the cases BRICKS were used and INSULATION is present only in few cases.
Windows: about 50% of the frames are made of SYNTHETIC/PVC material and the other 50% of ALUMINIUM. LOW-EMITTANCE GLASS is present only in few cases.
Roofs: in the majority of the cases CONCRETE ans BRICKS were used and INSULATION is most times not present.
Floors: in the majority of the cases CONCRETE was used and INSULATION is present only in few cases.
Construction methodologies:
Walls: the most common methodology is HONEYCOMB BRICKS/HOLLOW BLOCK WALL.
Windows: SINGLE AND DOUBLE GLAZING are the most common.
Roofs: FLAT ROOF is the most common.
Floors: CONCRETE SLAB is the most common.
EDUCATION
Construction materials:
Walls: in the majority of the cases BRICKS ans CONCRETE were used and INSULATION is present only in few cases.
Windows: about 50% of the frames are made of SYNTHETIC/PVC material and the other 50% of ALUMINIUM. LOW-EMITTANCE GLASS is present only in few cases.
Roofs: in the majority of the cases CONCRETE ans BRICKS were used and INSULATION is most times not present.
Floors: in the majority of the cases CONCRETE was used and INSULATION is present only in few cases.
Construction methodologies:
Walls: the most common methodology is HONEYCOMB BRICKS/HOLLOW BLOCK WALL.
Windows: DOUBLE GLAZING is the most common.
Roofs: FLAT ROOF is the most common.
Floors: CONCRETE SLAB is the most common.
HEALTH
Construction materials:
Walls: in the majority of the cases BRICKS were used and INSULATION is present only in few cases.
Windows: about 50% of the frames are made of SYNTHETIC/PVC material and the other 50% of ALUMINIUM. LOW-EMITTANCE GLASS is present only in few cases.
Roofs: in the majority of the cases CONCRETE ans BRICKS were used and INSULATION is most times not present.
Floors: in the majority of the cases CONCRETE was used and INSULATION is present only in few cases.
Construction methodologies:
Walls: the most common methodology is HONEYCOMB BRICKS/HOLLOW BLOCK WALL.
Windows: SINGLE AND DOUBLE GLAZING are the most common.
Roofs: FLAT ROOF is the most common.
Floors: CONCRETE SLAB is the most common.
HOTELS AND RESTAURANTS
Construction materials:
Walls: in the majority of the cases BRICKS were used and INSULATION is present only in few cases.
Windows: about 50% of the frames are made of SYNTHETIC/PVC material and the other 50% of ALUMINIUM. LOW-EMITTANCE GLASS is present only in few cases.
Roofs: in the majority of the cases CONCRETE ans BRICKS were used and INSULATION is most times not present.
Floors: in the majority of the cases CONCRETE was used and INSULATION is present only in few cases.
Construction methodologies:
Walls: the most common methodology is HONEYCOMB BRICKS/HOLLOW BLOCK WALL.
Windows: DOUBLE GLAZING are the most common.
Roofs: FLAT ROOF is the most common.
Floors: CONCRETE SLAB is the most common.
OTHER NON RESIDENTIAL BUILDINGS
Construction materials:
Walls: in the majority of the cases BRICKS were used and INSULATION is present only in few cases.
Windows: about 50% of the frames are made of SYNTHETIC/PVC material and the other 50% of ALUMINIUM. LOW-EMITTANCE GLASS is present only in few cases.
Roofs: in the majority of the cases CONCRETE ans BRICKS were used and INSULATION is most times not present.
Floors: in the majority of the cases CONCRETE was used and INSULATION is present only in few cases.
Construction methodologies:
Walls: the most common methodology is HONEYCOMB BRICKS/HOLLOW BLOCK WALL.
Windows: SINGLE AND DOUBLE GLAZING are the most common.
Roofs: FLAT ROOF is the most common.
Floors: CONCRETE SLAB is the most common.
Following information have been retrieved by experts questioning and relate to Southern Europe (Spain, Italy, Greece, Cyprus, Malta and Portugal)
OFFICES
Space heating:
The most common thechnology is the condensing boiler, individual, gas.
Space cooling:
Present in most of the cases.
DHW:
The most common thechnology is condensing boiler, individual, gas.
TRADE
Space heating:
The most common thechnologies are:
- condensing boiler, gas
- electric heating.
Space cooling:
Present in most of the cases.
DHW:
The most common thechnology is condensing boiler, individual, gas.
EDUCATION
Space heating:
The most common thechnology is the condensing boiler, central, gas.
Space cooling:
Not present in most of the cases.
DHW:
The most common thechnology is condensing boiler, central, gas.
HEALTH
Space heating:
The most common thechnology is the condensing boiler, central, gas.
Space cooling:
Present in most of the cases.
DHW:
The most common thechnology is condensing boiler, central, gas.
HOTELS AND RESTAURANTS
Space heating:
The most common thechnology is the condensing boiler, central, gas.
Space cooling:
Present in most of the cases
DHW:
The most common thechnology is condensing boiler, central, gas.
OTHER NON RESIDENTIAL BUILDINGS
Space heating:
The most common thechnology is the condensing boiler, central, gas.
Space cooling:
Not present in about 50% of the cases.
DHW:
The most common thechnology is condensing boiler, central, gas.

## Czech Republic
[19 empty] | WALLS | [10 empty] | WINDOWS | [7 empty] | ROOF | [6 empty] | FLOOR | [8 empty] | SPACE HEATING | [13 empty] | SPACE COOLING |  | DHW
|  |  |  | Area |  |  |  |  | Tenure/ownership status and distribution |  |  | Occupancy |  |  | Construction features (U-values) |  |  |  | construction material |  |  |  | construction methodology | [6 empty] | construction material |  |  | construction methodology |  |  |  |  | construction material | [6 empty] | construction material |  |  |  | construction methodology |  |  |  |  | individual | central | district heating | boiler |  | combined | stove | electric heating | heat pump | fossil fuels |  |  | electricity | biomass | no space cooling | space cooling | individual | central | district heating | boiler |  | Combined | Solar collectors | heat pump | fossil fuels |  |  | electricity | biomass | Useful energy demand |  |  | Final energy consumption |  |  | Total useful energy demand |  | Total final energy consumption
Sector | Subsector | Building type | Buidling age class | Covered area: constructed [Mm²] | Covered area: heated [Mm²] | Covered area: cooled [Mm²] | Number of dwellings/units [Mil.] | Number of buildings [Mil.] | Owner occupied - dwellings/units [Mil.] | Private rented - dwellings/units [Mil.] | Social housing - dwellings/units [Mil.] | Occupied [Mil.] | Vacant [Mil.] | Secondary dwellings/ units and others [Mil.] | Walls | Windows | Roof | Floor | brick | concrete | wood | other | solid wall |  | cavity wall |  | honeycomb bricks / hollow blocks wall |  | other | wood | synthetic / pvc | aluminium | single glazing | double glazing |  | triple glazing |  | wood | concrete | concrete + bricks | tilted roof |  | flat roof |  | wood | concrete | concrete + bricks | other | concrete slab |  | wooden floor (rafters + boards) |  | other |  |  |  | non-condensing | condensing |  |  |  |  | solid | liquid | gas | [7 empty] | non-condensing | condensing |  |  |  | solid | liquid | gas |  |  | Space heating [kWh/m² year] | Space cooling [kWh/m² year] | Domestic hot water [kWh/m² year] | Space heating [kWh/m² year] | Space cooling [kWh/m² year] | Domestic hot water [kWh/m² year] | Space heating+Domestic hot water [TWh/year] | Space cooling [TWh/year] | Space heating+Domestic hot water [TWh/year] | Space cooling [TWh/year]
|  |  |  | 55.7133 | [19 empty] | insulation |  | insulation |  | insulation | [6 empty] | low-e |  | low-e |  |  |  |  | insulation |  | insulation | [5 empty] | insulation |  | insulation
Residential sector | Total | Total |  | 321.3 |  |  | 5.767 | 1.913 | 4.5502 | 0.95733 | 0.25952 | 1.3945
Residential sector | Total | Total | Before 1945 | 57.34 | 53.4077 | 0.63147 | 1.0503 | 0.343 | 0.82865 | 0.17434 | 0.047262 | 0.88467 | 0.10608 | 0.059512 | 1.3123 | 2.7 | 1.0327 | 1.7901 | 100% |  |  |  | 100% | [6 empty] | 100% |  |  | 100% |  |  |  |  | 86.62% | 13.38% |  | 86.62% |  | 13.38% |  |  | 63.87% |  | 36.13% | 50% |  |  |  | 50% |  |  | Most widespread technology | Most widespread technology | [8 empty] | Most widespread fuel |  | Most widespread technology |  | Widespread technology |  | Widespread technology | Most widespread technology | [6 empty] | Widespread technology | Widespread technology |  | 171.8363 | 22.2742 | 14.6533 | 206.7878 | 3.3745 | 24.1882 | 9.9535 | 0.014065 | 12.431 | 0.0021309 | 57.34 | 72.25% | 0.9941% | 26.75% | 100% |  | 1.143% | 1.346% | 0.04554% | 2.235%
Residential sector | Total | Total | 1945 - 1969 | 67.05 | 61.6049 | 0.72177 | 1.2959 | 0.386 | 1.0225 | 0.21513 | 0.058317 | 1.0922 | 0.13089 | 0.072862 | 1.4075 | 2.7678 | 0.94 | 1.0622 | 100% |  |  |  | 100% | [6 empty] | 100% |  |  | 100% |  |  |  |  | 100% |  |  | 100% | 100% |  |  |  | 100% |  |  | 100% | [6 empty] | Most widespread technology | Most widespread technology | [8 empty] | Most widespread fuel |  | Most widespread technology |  | Widespread technology |  | Widespread technology | Most widespread technology | [6 empty] | Widespread technology | Widespread technology |  | 162.9824 | 53.6061 | 14.9402 | 196.1331 | 8.1213 | 24.6618 | 10.9782 | 0.038691 | 13.7364 | 0.0058618 | 67.05 | 64.34% | 1.178% | 34.48% | 100% |  | 1.428% | 1.694% | 0.04554% | 2.872%
Residential sector | Total | Total | 1970 - 1979 | 65.43 | 60.2373 | 0.70671 | 1.2286 | 0.39 | 0.96938 | 0.20395 | 0.055288 | 1.0353 | 0.12409 | 0.069209 | 1.3079 | 2.6856 | 0.75985 | 1.0016 | 68.04% | 31.96% |  |  | 68.04% | [5 empty] | 31.96% | 100% |  |  | 100% | [5 empty] | 100% |  |  |  | 100% | 100% |  | 100% |  |  | 100% | [6 empty] | Most widespread technology | Most widespread technology | [8 empty] | Most widespread fuel |  | Most widespread technology |  | Widespread technology |  | Widespread technology | Most widespread technology | [6 empty] | Widespread technology | Widespread technology |  | 154.5504 | 28.7038 | 14.8094 | 185.986 | 4.3486 | 24.4458 | 10.2146 | 0.020285 | 12.8028 | 0.0030732 | 65.43 | 68.04% | 1.681% | 30.28% | 100% |  | 1.844% | 2.555% | 0.05873% | 2.877%
Residential sector | Total | Total | 1980 - 1989 | 41.09 | 39.6895 | 0.48035 | 0.72575 | 0.26 | 0.57262 | 0.12047 | 0.032659 | 0.61346 | 0.073301 | 0.038987 | 0.92515 | 2.1285 | 0.33982 | 0.88006 | 61.28% | 38.72% | [6 empty] | 61.28% |  | 38.72% | 100% |  |  | 100% | [5 empty] | 100% |  |  |  | 100% | 100% |  | 100% |  |  | 100% | 100% | [5 empty] | Most widespread technology | Most widespread technology | [8 empty] | Most widespread fuel |  | Most widespread technology |  | Widespread technology |  | Widespread technology | Most widespread technology | [6 empty] | Widespread technology | Widespread technology |  | 121.8094 | 34.5293 | 15.0483 | 146.5855 | 5.2312 | 24.8403 | 5.3888 | 0.016586 | 6.8386 | 0.0025128 | 41.09 | 61.28% | 16.96% | 21.76% | 100% |  | 1.275% | 1.632% | 0.09854% | 1.652%
Residential sector | Total | Total | 1990 - 1999 | 28.11 | 28.7318 | 0.35963 | 0.44511 | 0.169 | 0.35119 | 0.073888 | 0.02003 | 0.37847 | 0.044956 | 0.021678 | 0.37544 | 1.8602 | 0.29583 | 0.51239 | 100% | [7 empty] | 100% | 100% |  | 43.4% | 56.6% |  | 43.4% | 56.6% |  |  |  | 48.81% | 51.19% |  | 48.81% | 48.81% | 51.19% | 51.19% |  | 100% |  |  | 100% | 100% |  |  |  |  | Most widespread technology | Less widespread technology | Widespread technology | Widespread technology | [6 empty] | Most widespread fuel |  |  | Most widespread technology |  |  | Most widespread technology | Less widespread technology |  |  | Most widespread technology |  |  |  |  | Most widespread fuel |  |  | 128.2051 | 25.9277 | 15.6802 | 154.282 | 3.9281 | 25.8832 | 4.0602 | 0.0093244 | 5.1604 | 0.0014126 | 28.11 | 43.4% | 48.81% | 7.791% | 100% |  | 0.9708% | 0.9634% | 0.6123% | 0.5279%
Residential sector | Total | Total | 2000 - 2010 | 37.11 | 36.3296 | 0.44333 | 0.6359 | 0.209 | 0.50172 | 0.10556 | 0.028615 | 0.53835 | 0.064226 | 0.033324 | 0.34257 | 1.5006 | 0.3056 | 0.4107 | 100% | [7 empty] | 100% | 100% |  | 57.13% | 42.87% |  |  | 100% | 57.13% |  |  | 25.14% | 74.86% |  | 25.14% | 25.14% | 74.86% | 74.86% |  | 100% |  |  | 100% | 100% |  |  |  |  | Most widespread technology |  | Widespread technology | Most widespread technology | [6 empty] | Most widespread fuel |  |  | Most widespread technology |  |  | Most widespread technology |  |  |  | Most widespread technology |  |  |  |  | Most widespread fuel |  |  | 104.5926 | 32.4937 | 15.1951 | 125.8668 | 4.9228 | 25.0825 | 4.2996 | 0.014405 | 5.5035 | 0.0021824 | 37.11 | 57.13% | 25.14% | 17.73% | 100% |  | 1.121% | 1.32% | 1.13% | 1.401%
Residential sector | Total | Total | Post 2010 | 25.17 | 26.2498 | 0.34159 | 0.38545 | 0.156 | 0.30412 | 0.063985 | 0.017345 | 0.32809 | 0.038931 | 0.018434 | 0.31516 | 1.2 | 0.2 | 0.33554 | 100% | [7 empty] | 100% | 100% |  | 40.76% | 59.24% |  |  | 100% | 40.76% |  |  |  | 100% |  |  |  | 100% | 100% |  | 100% |  |  | 100% | 100% |  |  |  |  | Most widespread technology |  | Widespread technology | Widespread technology | [6 empty] | Most widespread fuel |  |  | Most widespread technology |  |  | Most widespread technology |  |  |  | Most widespread technology |  |  |  |  | Most widespread fuel |  |  | 91.1326 | 21.5372 | 15.7734 | 109.6689 | 3.2629 | 26.0371 | 2.7251 | 0.0073569 | 3.0042 | 0.0011146 | 25.17 | 40.76% | 55.42% | 3.814% | 100% |  | 1.066% | 1.107% | 0.755% | 0.4541%
Residential sector | Single family- Terraced houses | Single family- Terraced houses |  |  |  |  | 3.972 | 1.47 | 3.1339 | 0.65934 | 0.17874
Residential sector | Single family- Terraced houses | Single family- Terraced houses | Before 1945 | 41.43 | 36.6423 | 0.4344 | 0.83795 | 0.3 | 0.66114 | 0.1391 | 0.037708 | 0.7042 | 0.084633 | 0.049124 | 1.2775 | 2.7 | 0.9725 | 2.155 | 100% |  |  |  | 100% | [6 empty] | 100% |  |  | 100% |  |  |  |  | 100% |  |  | 100% |  |  |  |  | 50% |  | 50% | 50% |  |  |  | 50% |  |  | Most widespread technology | Most widespread technology | [8 empty] | Most widespread fuel |  | Most widespread technology |  | Most widespread technology |  |  | Most widespread technology | [7 empty] | Most widespread fuel |  | 190.2749 | 22.5572 | 13.67 | 228.9769 | 3.4174 | 22.5651 | 7.5172 | 0.0097989 | 9.3251 | 0.0014845
Residential sector | Single family- Terraced houses | Single family- Terraced houses | 1945 - 1969 | 43.14 | 38.0859 | 0.45031 | 0.97547 | 0.31 | 0.76965 | 0.16193 | 0.043896 | 0.81976 | 0.098522 | 0.057186 | 1.395 | 2.75 | 0.94 | 1.08 | 100% |  |  |  | 100% | [6 empty] | 100% |  |  | 100% |  |  |  |  | 100% |  |  | 100% | 100% |  |  |  | 100% |  |  | 100% | [6 empty] | Most widespread technology | Most widespread technology | [8 empty] | Most widespread fuel |  | Most widespread technology |  | Most widespread technology |  |  | Most widespread technology | [7 empty] | Most widespread fuel |  | 186.2731 | 49.5356 | 13.68 | 224.161 | 7.5046 | 22.5816 | 7.6632 | 0.022306 | 9.5115 | 0.0033794
Residential sector | Single family- Terraced houses | Single family- Terraced houses | 1970 - 1979 | 44.52 | 39.2509 | 0.46314 | 0.94596 | 0.33 | 0.74636 | 0.15703 | 0.042568 | 0.79496 | 0.095542 | 0.055456 | 1.415 | 2.8 | 0.85 | 1.015 | 100% |  |  |  | 100% | [6 empty] | 100% |  |  | 100% | [5 empty] | 100% |  |  |  | 100% | 100% |  | 100% |  |  | 100% | [6 empty] | Most widespread technology | Most widespread technology | [8 empty] | Most widespread fuel |  | Most widespread technology |  | Most widespread technology |  |  | Most widespread technology | [7 empty] | Most widespread fuel |  | 171.6712 | 28.7307 | 13.68 | 206.5891 | 4.3527 | 22.5816 | 7.326 | 0.013306 | 9.1141 | 0.0020159
Residential sector | Single family- Terraced houses | Single family- Terraced houses | 1980 - 1989 | 25.18 | 22.9241 | 0.28328 | 0.47677 | 0.19 | 0.37617 | 0.079143 | 0.021455 | 0.40066 | 0.048154 | 0.02795 | 0.96 | 2.1 | 0.35 | 0.805 | 100% | [7 empty] | 100% |  |  | 100% |  |  | 100% | [5 empty] | 100% |  |  |  | 100% | 100% |  | 100% |  |  | 100% | 100% | [5 empty] | Most widespread technology | Most widespread technology | [8 empty] | Most widespread fuel |  | Most widespread technology |  | Most widespread technology |  |  | Most widespread technology | [7 empty] | Most widespread fuel |  | 141.7673 | 33.9022 | 13.68 | 170.6028 | 5.1362 | 22.5816 | 3.573 | 0.0096037 | 4.4795 | 0.001455
Residential sector | Single family- Terraced houses | Single family- Terraced houses | 1990 - 1999 | 12.2 | 11.9663 | 0.16256 | 0.19601 | 0.1 | 0.15465 | 0.032538 | 0.0088205 | 0.16472 | 0.019797 | 0.011491 | 0.33 | 1.75 | 0.33 | 0.485 | 100% | [7 empty] | 100% | 100% |  | 100% |  |  | 100% | [5 empty] | 100% |  |  |  | 100% | 100% |  | 100% |  |  | 100% | 100% |  |  |  |  | Most widespread technology |  |  | Most widespread technology | [6 empty] | Most widespread fuel |  |  | Most widespread technology |  |  | Most widespread technology |  |  |  | Most widespread technology |  |  |  |  | Most widespread fuel |  |  | 177.8235 | 24.0706 | 13.68 | 213.9928 | 3.6467 | 22.5816 | 2.2735 | 0.003913 | 2.8362 | 0.00059282
Residential sector | Single family- Terraced houses | Single family- Terraced houses | 2000 - 2010 | 21.2 | 19.5641 | 0.24626 | 0.38177 | 0.16 | 0.30121 | 0.063373 | 0.017179 | 0.32083 | 0.038558 | 0.022381 | 0.33 | 1.4 | 0.33 | 0.39 | 100% | [7 empty] | 100% | 100% |  | 100% |  |  |  | 100% | 100% |  |  |  | 100% |  |  |  | 100% | 100% |  | 100% |  |  | 100% | 100% |  |  |  |  | Most widespread technology |  |  | Most widespread technology | [6 empty] | Most widespread fuel |  |  | Most widespread technology |  |  | Most widespread technology |  |  |  | Most widespread technology |  |  |  |  | Most widespread fuel |  |  | 115.4756 | 30.8103 | 13.68 | 138.9633 | 4.6678 | 22.5816 | 2.5279 | 0.0075875 | 3.1974 | 0.0011495
Residential sector | Single family- Terraced houses | Single family- Terraced houses | Post 2010 | 10.26 | 10.3286 | 0.14452 | 0.15803 | 0.08 | 0.12468 | 0.026233 | 0.0071112 | 0.1328 | 0.015961 | 0.0092643 | 0.25 | 1.2 | 0.2 | 0.3 | 100% | [7 empty] | 100% | 100% |  | 100% |  |  |  | 100% | 100% |  |  |  | 100% |  |  |  | 100% | 100% |  | 100% |  |  | 100% | 100% |  |  |  |  | Most widespread technology |  |  | Most widespread technology | [6 empty] | Most widespread fuel |  |  | Most widespread technology |  |  | Most widespread technology |  |  |  | Most widespread technology |  |  |  |  | Most widespread fuel |  |  | 110.5274 | 21.5372 | 13.68 | 133.0086 | 3.2629 | 22.5816 | 1.2606 | 0.0031126 | 1.0755 | 0.00047156
Residential sector | Multifamily houses | Multifamily houses |  |  |  |  | 0.78804 | 0.255 | 0.62177 | 0.13082 | 0.035462 | 1.3945
Residential sector | Multifamily houses | Multifamily houses | Before 1945 | 0.57 | 2.1483 | 0.005301 | 0.011529 | 0.003 | 0.0090961 | 0.0019138 | 0.00051879 | 0.0099056 | 0.0011644 | 0.00045866 | 1.344 | 2.7 | 0.91 | 0.84 | 100% |  |  |  | 100% | [6 empty] | 100% |  |  | 100% |  |  |  |  | 100% |  |  | 100% |  |  |  |  | 100% |  |  | 50% |  |  |  | 50% |  |  | Most widespread technology | Most widespread technology | [8 empty] | Most widespread fuel |  | Most widespread technology |  |  |  | Most widespread technology | Most widespread technology | [6 empty] | Most widespread fuel |  |  | 123.8217 | 21.5372 | 17.2139 | 149.007 | 3.2629 | 28.415 | 0.25452 | 0.00011417 | 0.33631 | 1.7297e-05
Residential sector | Multifamily houses | Multifamily houses | 1945 - 1969 | 0.79 | 2.334 | 0.007347 | 0.017863 | 0.016 | 0.014094 | 0.0029653 | 0.00080385 | 0.015348 | 0.0018042 | 0.00071068 | 1.43 | 2.8 | 0.94 | 1.03 | 100% |  |  |  | 100% | [6 empty] | 100% |  |  | 100% |  |  |  |  | 100% |  |  | 100% | 100% |  |  |  | 100% |  |  | 100% | [6 empty] | Most widespread technology | Most widespread technology | [8 empty] | Most widespread fuel |  | Most widespread technology |  |  |  | Most widespread technology | Most widespread technology | [6 empty] | Most widespread fuel |  |  | 120.9599 | 60.9504 | 17.2139 | 145.5632 | 9.234 | 28.415 | 0.27462 | 0.0004478 | 0.36219 | 6.7842e-05
Residential sector | Multifamily houses | Multifamily houses | 1970 - 1979 | 1.1 | 2.5957 | 0.01023 | 0.023373 | 0.01 | 0.018441 | 0.0038799 | 0.0010518 | 0.020082 | 0.0023607 | 0.00092987 | 1.08 | 2.3 | 0.35 | 1.03 |  | 100% | [8 empty] | 100% | 100% |  |  | 100% | [5 empty] | 100% |  |  |  | 100% | 100% |  | 100% |  |  | 100% | [6 empty] | Most widespread technology | Most widespread technology | [8 empty] | Most widespread fuel |  | Most widespread technology |  |  |  | Most widespread technology | Most widespread technology | [6 empty] | Most widespread fuel |  |  | 118.0982 | 28.6467 | 17.2139 | 142.1193 | 4.34 | 28.415 | 0.30419 | 0.00029306 | 0.40016 | 4.4398e-05
Residential sector | Multifamily houses | Multifamily houses | 1980 - 1989 | 6.97 | 7.5512 | 0.064821 | 0.13197 | 0.05 | 0.10413 | 0.021907 | 0.0059388 | 0.11339 | 0.013329 | 0.0052504 | 0.87 | 2.05 | 0.29 | 1.1 |  | 100% | [8 empty] | 100% | 100% |  |  | 100% | [5 empty] | 100% |  |  |  | 100% | 100% |  | 100% |  |  | 100% | 100% | [5 empty] | Most widespread technology | Most widespread technology | [8 empty] | Most widespread fuel |  | Most widespread technology |  |  |  | Most widespread technology | Most widespread technology | [6 empty] | Most widespread fuel |  |  | 90.223 | 35.5219 | 17.2139 | 108.5744 | 5.3816 | 28.415 | 0.77997 | 0.0023026 | 1.0179 | 0.00034884
Residential sector | Multifamily houses | Multifamily houses | 1990 - 1999 | 13.72 | 13.2495 | 0.1276 | 0.22043 | 0.064 | 0.17392 | 0.036592 | 0.0099195 | 0.1894 | 0.022264 | 0.0087698 | 0.38 | 1.92 | 0.26 | 0.51 | 100% | [7 empty] | 100% | 100% |  |  | 100% |  |  | 100% |  |  |  | 100% |  |  | 100% | 100% |  |  |  | 100% |  |  | 100% | 100% |  |  |  |  | Most widespread technology |  | Most widespread technology | [7 empty] | Most widespread fuel |  |  | Most widespread technology |  |  | Most widespread technology |  |  |  | Most widespread technology |  |  |  |  | Most widespread fuel |  |  | 90.1571 | 27.3518 | 17.2139 | 108.495 | 4.1438 | 28.415 | 1.4094 | 0.00349 | 1.8274 | 0.00052873
Residential sector | Multifamily houses | Multifamily houses | 2000 - 2010 | 9.33 | 9.5435 | 0.086769 | 0.16801 | 0.039 | 0.13256 | 0.02789 | 0.0075606 | 0.14436 | 0.016969 | 0.0066843 | 0.38 | 1.8 | 0.24 | 0.43 | 100% | [7 empty] | 100% | 100% |  |  | 100% |  |  | 100% |  |  |  | 100% |  |  | 100% | 100% |  |  |  | 100% |  |  | 100% | 100% |  |  |  |  | Most widespread technology |  | Most widespread technology | [7 empty] | Most widespread fuel |  |  | Most widespread technology |  |  | Most widespread technology |  |  |  | Most widespread technology |  |  |  |  | Most widespread fuel |  |  | 90.0911 | 34.7368 | 17.2139 | 108.4156 | 5.2626 | 28.415 | 0.99909 | 0.0030141 | 1.2998 | 0.00045663
Residential sector | Multifamily houses | Multifamily houses | Post 2010 | 13.95 | 13.4437 | 0.13903 | 0.21486 | 0.073 | 0.16953 | 0.035667 | 0.0096688 | 0.18461 | 0.021701 | 0.0085481 | 0.36 | 1.2 | 0.2 | 0.36 | 100% | [7 empty] | 100% | 100% |  |  | 100% |  |  | 100% |  |  |  |  | 100% |  |  |  | 100% | 100% |  | 100% |  |  | 100% | 100% |  |  |  |  | Most widespread technology |  | Most widespread technology | [7 empty] | Most widespread fuel |  |  | Most widespread technology |  |  | Most widespread technology |  |  |  | Most widespread technology |  |  |  |  | Most widespread fuel |  |  | 77.7865 | 21.5372 | 17.2139 | 93.6082 | 3.2629 | 28.415 | 1.2646 | 0.0029944 | 1.6548 | 0.00045366
Residential sector | Appartment blocks | Appartment blocks |  | 76.94 |  |  | 1.007 | 0.188 | 0.79454 | 0.16717 | 0.045316 | 0.85551
Residential sector | Appartment blocks | Appartment blocks | Before 1945 | 15.34 | 14.6171 | 0.19177 | 0.20078 | 0.04 | 0.15841 | 0.033329 | 0.0090349 | 0.17057 | 0.020278 | 0.0099291 | 1.405 | 2.7 | 1.2 | 0.84 | 100% |  |  |  | 100% | [6 empty] | 100% |  |  | 100% |  |  |  |  | 50% | 50% |  | 50% |  | 50% |  |  | 100% |  |  | 50% |  |  |  | 50% |  |  | Most widespread technology | Most widespread technology | [8 empty] | Most widespread fuel |  | Most widespread technology |  |  |  | Most widespread technology | Most widespread technology | [6 empty] | Most widespread fuel |  |  | 123.8217 | 21.5372 | 17.2139 | 149.007 | 3.2629 | 28.415 | 2.0527 | 0.0041301 | 2.6139 | 0.00062571
Residential sector | Appartment blocks | Appartment blocks | 1945 - 1969 | 23.12 | 21.185 | 0.26412 | 0.3026 | 0.06 | 0.23875 | 0.050232 | 0.013617 | 0.25708 | 0.030563 | 0.014965 | 1.43 | 2.8 | 0.94 | 1.03 | 100% |  |  |  | 100% | [6 empty] | 100% |  |  | 100% |  |  |  |  | 100% |  |  | 100% | 100% |  |  |  | 100% |  |  | 100% | [6 empty] | Most widespread technology | Most widespread technology | [8 empty] | Most widespread fuel |  | Most widespread technology |  |  |  | Most widespread technology | Most widespread technology | [6 empty] | Most widespread fuel |  |  | 120.9599 | 60.9504 | 17.2139 | 145.5632 | 9.234 | 28.415 | 2.9392 | 0.016098 | 3.7407 | 0.0024389
Residential sector | Appartment blocks | Appartment blocks | 1970 - 1979 | 19.81 | 18.3907 | 0.23334 | 0.25928 | 0.05 | 0.20457 | 0.043041 | 0.011668 | 0.22027 | 0.026187 | 0.012822 | 1.08 | 2.45 | 0.58 | 0.97 |  | 100% | [8 empty] | 100% | 100% |  |  | 100% | [5 empty] | 100% |  |  |  | 100% | 100% |  | 100% |  |  | 100% | [6 empty] | Most widespread technology | Most widespread technology | [8 empty] | Most widespread fuel |  | Most widespread technology |  |  |  | Most widespread technology | Most widespread technology | [6 empty] | Most widespread fuel |  |  | 118.0982 | 28.6467 | 17.2139 | 142.1193 | 4.34 | 28.415 | 2.4916 | 0.0066843 | 3.1766 | 0.0010127
Residential sector | Appartment blocks | Appartment blocks | 1980 - 1989 | 8.94 | 9.2142 | 0.13225 | 0.11701 | 0.02 | 0.092321 | 0.019424 | 0.0052655 | 0.099406 | 0.011818 | 0.0057866 | 0.87 | 2.27 | 0.35 | 0.92 |  | 100% | [8 empty] | 100% | 100% |  |  | 100% | [5 empty] | 100% |  |  |  | 100% | 100% |  | 100% |  |  | 100% | 100% | [5 empty] | Most widespread technology | Most widespread technology | [8 empty] | Most widespread fuel |  | Most widespread technology |  |  |  | Most widespread technology | Most widespread technology | [6 empty] | Most widespread fuel |  |  | 90.223 | 35.5219 | 17.2139 | 108.5744 | 5.3816 | 28.415 | 0.96393 | 0.0046976 | 1.2545 | 0.00071169
Residential sector | Appartment blocks | Appartment blocks | 1990 - 1999 | 2.19 | 3.5159 | 0.069471 | 0.028664 | 0.005 | 0.022616 | 0.0047582 | 0.0012899 | 0.024351 | 0.002895 | 0.0014175 | 0.6 | 2.1 | 0.33 | 0.68 | 100% | [7 empty] | 100% | 100% |  |  | 100% |  |  | 100% |  |  |  |  | 100% |  |  |  | 100% | 100% |  | 100% |  |  | 100% | 100% | [5 empty] | Most widespread technology | Most widespread technology | [7 empty] | Most widespread fuel |  |  | Most widespread technology |  |  |  | Most widespread technology |  |  | Most widespread technology |  |  |  |  | Most widespread fuel |  |  | 90.1571 | 27.3518 | 17.2139 | 108.495 | 4.1438 | 28.415 | 0.33338 | 0.0019002 | 0.44369 | 0.00028787
Residential sector | Appartment blocks | Appartment blocks | 2000 - 2010 | 6.58 | 7.2219 | 0.1103 | 0.086122 | 0.01 | 0.06795 | 0.014296 | 0.0038755 | 0.073165 | 0.0086983 | 0.004259 | 0.33 | 1.4 | 0.32 | 0.45 | 100% | [7 empty] | 100% | 100% |  |  | 100% |  |  | 100% |  |  |  |  | 100% |  |  |  | 100% | 100% |  | 100% |  |  | 100% | 100% |  |  |  |  | Most widespread technology |  |  | Most widespread technology | [6 empty] | Most widespread fuel |  |  | Most widespread technology |  |  | Most widespread technology |  |  |  | Most widespread technology |  |  |  |  | Most widespread fuel |  |  | 90.0911 | 34.7368 | 17.2139 | 108.4156 | 5.2626 | 28.415 | 0.7426 | 0.0038314 | 0.96994 | 0.00058046
Residential sector | Appartment blocks | Appartment blocks | Post 2010 | 0.96 | 2.4775 | 0.058032 | 0.012565 | 0.003 | 0.0099137 | 0.0020858 | 0.00056542 | 0.010674 | 0.0012691 | 0.00062138 | 0.36 | 1.2 | 0.2 | 0.36 | 100% | [7 empty] | 100% | 100% |  |  | 100% |  |  | 100% |  |  |  |  | 100% |  |  |  | 100% | 100% |  | 100% |  |  | 100% | 100% |  |  |  |  | Most widespread technology |  |  | Most widespread technology | [6 empty] | Most widespread fuel |  |  | Most widespread technology |  |  | Most widespread technology |  |  |  | Most widespread technology |  |  |  |  | Most widespread fuel |  |  | 77.7865 | 21.5372 | 17.2139 | 93.6082 | 3.2629 | 28.415 | 0.18794 | 0.0012498 | 0.2592 | 0.00018935
Service sector | Total | Total |  |  |  |  | 0.70135 | 0.11438 | 0.33765 | 0.3606 | 0
Service sector | Total | Total | Before 1945 | 25.2034 | 25.2034 | 11.0766 | 0.21572 | 0.036119 | 0.10309 | 0.11174 | 0 | 0.19487 | 0.020849 | 0 | 0.8 | 2.8 | 0.8 | 1.5 | [64 empty] | 208.6072 | 49.3299 | 4.7617 | 335.8576 | 19.732 | 5.714 | 5.3776 | 0.54641 | 8.7588 | 0.19856 | 25.2034 | 36.59% | 17.91% | 16.79% | 4.807% | 2.265% | 21.64% | 100% |  | 2.192% | 1.118% | 0.6041% | 1.084% | 0.3721% | 2.13%
Service sector | Total | Total | 1945 - 1969 | 9.0854 | 9.0854 | 4.3586 | 0.074054 | 0.013283 | 0.035251 | 0.038344 | 0 | 0.067117 | 0.0069375 | 1.9082e-17 | 0.75 | 2.4 | 0.6 | 1 | [64 empty] | 182.6383 | 51.6582 | 4.7189 | 294.0476 | 20.6633 | 5.6627 | 1.7022 | 0.22516 | 2.723 | 0.090063 | 9.0854 | 29.58% | 21.99% | 18.68% | 4.465% | 2.542% | 22.74% | 100% |  | 0.6392% | 0.9243% | 0.3387% | 0.5854% | 0.1923% | 1.209%
Service sector | Total | Total | 1970 - 1979 | 3.0168 | 3.0168 | 1.7159 | 0.024037 | 0.0045507 | 0.011451 | 0.01245 | 0 | 0.021753 | 0.0022835 | 0 | 0.72 | 2.2 | 0.5 | 0.8 | [64 empty] | 175.0572 | 51.7177 | 5.6289 | 281.8421 | 20.6871 | 6.7546 | 0.5451 | 0.088744 | 0.87064 | 0.035498 | 3.0168 | 28.9% | 20.85% | 16.99% | 8.942% | 2.505% | 21.82% | 100% |  | 0.4393% | 0.5013% | 0.2765% | 0.7445% | 0.1201% | 0.6391%
Service sector | Total | Total | 1980 - 1989 | 14.5766 | 14.5766 | 6.6533 | 0.13861 | 0.020775 | 0.067987 | 0.070115 | 0 | 0.12402 | 0.014592 | 1.3878e-17 | 0.7 | 2.1 | 0.42 | 0.7 | [64 empty] | 176.927 | 45.2589 | 6.021 | 284.8525 | 18.1036 | 7.2252 | 2.6668 | 0.30112 | 4.2575 | 0.12045 | 14.5766 | 58.74% | 1.518% | 13.77% | 11.64% | 1.22% | 13.11% | 100% |  | 3.331% | 0.09175% | 0.6% | 2.861% | 0.1817% | 1.303%
Service sector | Total | Total | 1990 - 1999 | 16.2617 | 16.2617 | 7.3453 | 0.10458 | 0.019475 | 0.050906 | 0.052689 | 0 | 0.094264 | 0.010318 | 0 | 0.5 | 1.8 | 0.35 | 0.6 | [64 empty] | 125.0197 | 48.0291 | 5.2008 | 201.2818 | 19.2116 | 6.241 | 2.1176 | 0.35279 | 3.3747 | 0.14112 | 16.2617 | 29.36% | 10.26% | 21.84% | 7.749% | 0.1716% | 30.62% | 100% |  | 1.87% | 0.7027% | 1.079% | 1.981% | 0.02746% | 3.343%
Service sector | Total | Total | 2000 - 2010 | 12.9604 | 12.9604 | 5.9693 | 0.11583 | 0.015726 | 0.055339 | 0.060422 | 0 | 0.10438 | 0.011456 | -1.5613e-17 | 0.4 | 1.5 | 0.2 | 0.4 | [64 empty] | 132.3012 | 49.4133 | 3.9855 | 213.005 | 19.7653 | 4.7826 | 1.7663 | 0.29496 | 2.8226 | 0.11799 | 12.9604 | 44.71% | 13.62% | 4.629% | 1.182% | 0.2153% | 35.64% | 100% |  | 2.44% | 0.6543% | 0.2725% | 0.2468% | 0.02712% | 3.038%
Service sector | Total | Total | Post 2010 | 3.1933 | 3.1933 | 1.7969 | 0.028514 | 0.0044477 | 0.013626 | 0.014844 | 0 | 0.025697 | 0.0028171 | 0 | 0.37 | 1.49 | 0.16 | 0.5 | [64 empty] | 128.4516 | 41.303 | 7.65 | 206.807 | 16.5212 | 9.18 | 0.43462 | 0.074216 | 0.68972 | 0.029686 | 3.1933 | 42.2% | 15.14% | 7.232% | 8.448% | 1.813% | 25.17% | 100% |  | 0.9724% | 0.3504% | 0.3303% | 1.225% | 0.1424% | 1.076%
Service sector | Offices | Offices |  |  |  |  | 0.49275 | 0.046527 | 0.24066 | 0.25209 | 0
Service sector | Offices | Offices | Before 1945 | 9.2221 | 9.2221 | 3.958 | 0.13662 | 0.012831 | 0.066727 | 0.069897 | 0 | 0.12248 | 0.014141 | 0 | 0.8 | 2.8 | 0.8 | 1.5 | [64 empty] | 226.0612 | 49.3299 | 3.6767 | 363.9585 | 19.732 | 4.4121 | 2.1187 | 0.19525 | 3.5471 | 0.058098
Service sector | Offices | Offices | 1945 - 1969 | 2.6875 | 2.6875 | 1.2343 | 0.039815 | 0.0036734 | 0.019445 | 0.020369 | 0 | 0.035694 | 0.0041208 | 0 | 0.75 | 2.4 | 0.6 | 1 | [64 empty] | 224.7556 | 45.8768 | 3.6767 | 361.8565 | 18.3507 | 4.4121 | 0.61391 | 0.056627 | 0.98434 | 0.022651
Service sector | Offices | Offices | 1970 - 1979 | 0.87177 | 0.87177 | 0.47755 | 0.012915 | 0.001189 | 0.0063077 | 0.0066074 | 0 | 0.011578 | 0.0013367 | 0 | 0.72 | 2.2 | 0.5 | 0.8 | [64 empty] | 214.1473 | 46.3363 | 3.6767 | 344.7771 | 18.5345 | 4.4121 | 0.18989 | 0.022128 | 0.30441 | 0.0088511
Service sector | Offices | Offices | 1980 - 1989 | 8.5618 | 8.5618 | 3.6828 | 0.12684 | 0.012246 | 0.06195 | 0.064892 | 0 | 0.11371 | 0.013128 | 0 | 0.7 | 2.1 | 0.42 | 0.7 | [64 empty] | 203.539 | 42.6298 | 3.6767 | 327.6978 | 17.0519 | 4.4121 | 1.7741 | 0.157 | 2.8435 | 0.062798
Service sector | Offices | Offices | 1990 - 1999 | 4.7751 | 4.7751 | 2.1044 | 0.070742 | 0.0065224 | 0.03455 | 0.036191 | 0 | 0.06342 | 0.0073218 | 0 | 0.5 | 1.8 | 0.35 | 0.6 | [64 empty] | 169.849 | 38.9233 | 3.6767 | 273.4569 | 15.5693 | 4.4121 | 0.8286 | 0.081912 | 1.3268 | 0.032765
Service sector | Offices | Offices | 2000 - 2010 | 5.7946 | 5.7946 | 2.5294 | 0.085846 | 0.0081711 | 0.041927 | 0.043919 | 0 | 0.076961 | 0.008885 | 0 | 0.4 | 1.5 | 0.2 | 0.4 | [64 empty] | 167.8323 | 35.4202 | 3.6767 | 270.2099 | 14.1681 | 4.4121 | 0.99382 | 0.089591 | 1.5913 | 0.035836
Service sector | Offices | Offices | Post 2010 | 1.3475 | 1.3475 | 0.6799 | 0.019964 | 0.0018934 | 0.0097502 | 0.010213 | 0 | 0.017897 | 0.0020662 | 0 | 0.37 | 1.49 | 0.16 | 0.5 | [64 empty] | 153.377 | 34.6255 | 3.6767 | 246.937 | 13.8502 | 4.4121 | 0.21164 | 0.023542 | 0.3387 | 0.0094167
Service sector | Trade | Trade |  |  |  |  | 0.16708 | 0.026322 | 0.074349 | 0.092727 | 0
Service sector | Trade | Trade | Before 1945 | 4.5129 | 4.5129 | 1.9952 | 0.066858 | 0.011052 | 0.029752 | 0.037106 | 0 | 0.061843 | 0.0050143 | 0 | 0.8 | 2.8 | 0.8 | 1.5 | [64 empty] | 245.7273 | 49.3299 | 4.327 | 395.621 | 19.732 | 5.1924 | 1.1285 | 0.098422 | 1.8088 | 0.039369
Service sector | Trade | Trade | 1945 - 1969 | 1.9981 | 1.9981 | 0.947 | 0.029601 | 0.0049716 | 0.013173 | 0.016429 | 0 | 0.027381 | 0.0022201 | 0 | 0.75 | 2.4 | 0.6 | 1 | [64 empty] | 238.2782 | 61.6624 | 4.327 | 383.6279 | 24.665 | 5.1924 | 0.48475 | 0.058394 | 0.7769 | 0.023358
Service sector | Trade | Trade | 1970 - 1979 | 0.62903 | 0.62903 | 0.37637 | 0.009319 | 0.0015592 | 0.0041469 | 0.005172 | 0 | 0.00862 | 0.00069892 | 0 | 0.72 | 2.2 | 0.5 | 0.8 | [64 empty] | 225.6299 | 62.2773 | 4.327 | 363.2641 | 24.9109 | 5.1924 | 0.14465 | 0.023439 | 0.23177 | 0.0093758
Service sector | Trade | Trade | 1980 - 1989 | 0.22122 | 0.22122 | 0.2064 | 0.0032774 | 3.7253e-05 | 0.0014584 | 0.0018189 | 0 | 0.0030316 | 0.0002458 | 0 | 0.7 | 2.1 | 0.42 | 0.7 | [64 empty] | 212.9816 | 67.261 | 4.327 | 342.9003 | 26.9044 | 5.1924 | 0.048074 | 0.013882 | 0.077006 | 0.005553
Service sector | Trade | Trade | 1990 - 1999 | 1.668 | 1.668 | 0.8094 | 0.024711 | 0.003822 | 0.010996 | 0.013714 | 0 | 0.022857 | 0.0018533 | 0 | 0.5 | 1.8 | 0.35 | 0.6 | [64 empty] | 188.0346 | 72.2447 | 4.327 | 302.7357 | 28.8979 | 5.1924 | 0.32085 | 0.058475 | 0.51361 | 0.02339
Service sector | Trade | Trade | 2000 - 2010 | 1.7651 | 1.7651 | 0.84987 | 0.026149 | 0.0037151 | 0.011636 | 0.014513 | 0 | 0.024188 | 0.0019612 | 0 | 0.4 | 1.5 | 0.2 | 0.4 | [64 empty] | 200.2749 | 72.9671 | 4.327 | 322.4426 | 29.1868 | 5.1924 | 0.36114 | 0.062013 | 0.5783 | 0.024805
Service sector | Trade | Trade | Post 2010 | 0.48338 | 0.48338 | 0.31567 | 0.0071612 | 0.0011651 | 0.0031868 | 0.0039745 | 0 | 0.0066242 | 0.00053709 | 0 | 0.37 | 1.49 | 0.16 | 0.5 | [64 empty] | 182.3808 | 49.3299 | 4.327 | 293.633 | 19.732 | 5.1924 | 0.090252 | 0.015572 | 0.14445 | 0.0062287
Service sector | Education | Education |  |  |  |  | 0.012859 | 0.012859 | 0.0097575 | 0 | 0
Service sector | Education | Education | Before 1945 | 4.2313 | 4.2313 | 1.8778 | 0.0036999 | 0.0036999 | 0.0028075 | 0 | 0 | 0.0034224 | 0.00027749 | 0 | 0.8 | 2.8 | 0.8 | 1.5 | [64 empty] | 230.8174 | 49.3299 | 3.122 | 371.6161 | 19.732 | 3.7464 | 0.98987 | 0.092632 | 1.5883 | 0.037053
Service sector | Education | Education | 1945 - 1969 | 1.6971 | 1.6971 | 0.82154 | 0.0019049 | 0.0019049 | 0.0014454 | 0 | 0 | 0.001762 | 0.00014287 | 0 | 0.75 | 2.4 | 0.6 | 1 | [64 empty] | 112.0281 | 53.7696 | 3.122 | 180.3652 | 21.5078 | 3.7464 | 0.19542 | 0.044174 | 0.31245 | 0.01767
Service sector | Education | Education | 1970 - 1979 | 0.51251 | 0.51251 | 0.32781 | 0.00056494 | 0.00056494 | 0.00042868 | 0 | 0 | 0.00052257 | 4.2371e-05 | 0 | 0.72 | 2.2 | 0.5 | 0.8 | [64 empty] | 106.4325 | 54.3102 | 3.122 | 171.3563 | 21.7241 | 3.7464 | 0.056148 | 0.017803 | 0.089742 | 0.0071213
Service sector | Education | Education | 1980 - 1989 | 2.0078 | 2.0078 | 0.95105 | 0.0021089 | 0.0021089 | 0.0016002 | 0 | 0 | 0.0019507 | 0.00015817 | 0 | 0.7 | 2.1 | 0.42 | 0.7 | [64 empty] | 100.8369 | 46.9445 | 3.122 | 162.3474 | 18.7778 | 3.7464 | 0.20873 | 0.044646 | 0.33348 | 0.017859
Service sector | Education | Education | 1990 - 1999 | 3.5516 | 3.5516 | 1.5945 | 0.0040906 | 0.0040906 | 0.0031039 | 0 | 0 | 0.0037838 | 0.0003068 | 0 | 0.5 | 1.8 | 0.35 | 0.6 | [64 empty] | 83.817 | 39.5788 | 3.122 | 134.9454 | 15.8315 | 3.7464 | 0.30878 | 0.063109 | 0.49258 | 0.025244
Service sector | Education | Education | 2000 - 2010 | 0.5999 | 0.5999 | 0.36423 | 0.00030469 | 0.00030469 | 0.0002312 | 0 | 0 | 0.00028184 | 2.2852e-05 | 0 | 0.4 | 1.5 | 0.2 | 0.4 | [64 empty] | 77.4054 | 45.1198 | 3.122 | 124.6228 | 18.0479 | 3.7464 | 0.048308 | 0.016434 | 0.077009 | 0.0065736
Service sector | Education | Education | Post 2010 | 0.23093 | 0.23093 | 0.21044 | 0.0001852 | 0.0001852 | 0.00014053 | 0 | 0 | 0.00017131 | 1.389e-05 | 0 | 0.37 | 1.49 | 0.16 | 0.5 | [64 empty] | 72.6492 | 40.9844 | 3.122 | 116.9652 | 16.3938 | 3.7464 | 0.017498 | 0.0086249 | 0.027876 | 0.00345
Service sector | Health | Health |  |  |  |  | 0.0091795 | 0.0091795 | 0.0048119 | 0.0043676 | 0
Service sector | Health | Health | Before 1945 | 1.2116 | 1.2116 | 0.61919 | 0.0020372 | 0.0020372 | 0.0010679 | 0.0009693 | 0 | 0.001699 | 0.00033817 | 0 | 0.8 | 2.8 | 0.8 | 1.5 | [64 empty] | 114.243 | 49.3299 | 23.9901 | 183.9312 | 19.732 | 28.7881 | 0.16748 | 0.030545 | 0.25773 | 0.012218
Service sector | Health | Health | 1945 - 1969 | 0.40571 | 0.40571 | 0.28329 | 0.00031415 | 0.00031415 | 0.00016468 | 0.00014947 | 0 | 0.000262 | 5.2149e-05 | 0 | 0.75 | 2.4 | 0.6 | 1 | [64 empty] | 228.7191 | 45.8768 | 23.9901 | 368.2378 | 18.3507 | 28.7881 | 0.10253 | 0.012996 | 0.16108 | 0.0051986
Service sector | Health | Health | 1970 - 1979 | 0.26977 | 0.26977 | 0.11332 | 0.00043763 | 0.00043763 | 0.00022941 | 0.00020823 | 0 | 0.00036499 | 7.2647e-05 | 0 | 0.72 | 2.2 | 0.5 | 0.8 | [64 empty] | 225.047 | 46.3356 | 23.9901 | 362.3257 | 18.5342 | 28.7881 | 0.067183 | 0.0052506 | 0.10551 | 0.0021002
Service sector | Health | Health | 1980 - 1989 | 1.6971 | 1.6971 | 0.82154 | 0.003086 | 0.003086 | 0.0016177 | 0.0014683 | 0 | 0.0025737 | 0.00051228 | 0 | 0.7 | 2.1 | 0.42 | 0.7 | [64 empty] | 221.3749 | 41.007 | 23.9901 | 356.4136 | 16.4028 | 28.7881 | 0.41641 | 0.033689 | 0.65372 | 0.013476
Service sector | Health | Health | 1990 - 1999 | 1.2602 | 1.2602 | 0.63943 | 0.0018802 | 0.0018802 | 0.0009856 | 0.0008946 | 0 | 0.0015681 | 0.00031211 | 0 | 0.5 | 1.8 | 0.35 | 0.6 | [64 empty] | 190.5993 | 35.6784 | 23.9901 | 306.8648 | 14.2714 | 28.7881 | 0.27042 | 0.022814 | 0.42298 | 0.0091255
Service sector | Health | Health | 2000 - 2010 | 0.15325 | 0.15325 | 0.17807 | 0.001 | 0.001 | 0.0005242 | 0.0004758 | 0 | 0.000834 | 0.000166 | 0 | 0.4 | 1.5 | 0.2 | 0.4 | [64 empty] | 186.1694 | 36.4258 | 23.9901 | 299.7328 | 14.5703 | 28.7881 | 0.032208 | 0.0064863 | 0.050347 | 0.0025945
Service sector | Health | Health | Post 2010 | 0.26977 | 0.26977 | 0.11332 | 0.00042428 | 0.00042428 | 0.00022241 | 0.00020187 | 0 | 0.00035385 | 7.0431e-05 | 0 | 0.37 | 1.49 | 0.16 | 0.5 | [64 empty] | 177.0183 | 37.1731 | 23.9901 | 284.9995 | 14.8693 | 28.7881 | 0.054226 | 0.0042123 | 0.084651 | 0.0016849
Service sector | Hotels and Restaurants | Hotels and Restaurants |  |  |  |  | 0.0035506 | 0.0035506 | 0.0016982 | 0.0018523 | 0
Service sector | Hotels and Restaurants | Hotels and Restaurants | Before 1945 | 0.57077 | 0.57077 | 0.23877 | 0.0017338 | 0.0017338 | 0.00082926 | 0.0009045 | 0 | 0.001446 | 0.0002878 | 0 | 0.8 | 2.8 | 0.8 | 1.5 | [64 empty] | 227.8914 | 49.3299 | 7.5037 | 366.9052 | 19.732 | 9.0045 | 0.13436 | 0.011779 | 0.21456 | 0.0047115
Service sector | Hotels and Restaurants | Hotels and Restaurants | 1945 - 1969 | 0.23093 | 0.23093 | 0.097128 | 0.00070147 | 0.00070147 | 0.00033551 | 0.00036596 | 0 | 0.00058503 | 0.00011644 | 0 | 0.75 | 2.4 | 0.6 | 1 | [64 empty] | 201.4931 | 47.85 | 7.5037 | 324.404 | 19.14 | 9.0045 | 0.048264 | 0.0046476 | 0.076995 | 0.001859
Service sector | Hotels and Restaurants | Hotels and Restaurants | 1970 - 1979 | 0.075577 | 0.075577 | 0.032376 | 0.00022957 | 0.00022957 | 0.0001098 | 0.00011977 | 0 | 0.00019146 | 3.8109e-05 | 0 | 0.72 | 2.2 | 0.5 | 0.8 | [64 empty] | 175.0948 | 48.3285 | 7.5037 | 281.9027 | 19.3314 | 9.0045 | 0.0138 | 0.0015647 | 0.021986 | 0.00062587
Service sector | Hotels and Restaurants | Hotels and Restaurants | 1980 - 1989 | 0.1779 | 0.1779 | 0.08094 | 0.00054038 | 0.00054038 | 0.00025847 | 0.00028192 | 0 | 0.00045068 | 8.9704e-05 | 0 | 0.7 | 2.1 | 0.42 | 0.7 | [64 empty] | 167.1678 | 42.7707 | 7.5037 | 269.1401 | 17.1083 | 9.0045 | 0.031074 | 0.0034619 | 0.049482 | 0.0013847
Service sector | Hotels and Restaurants | Hotels and Restaurants | 1990 - 1999 | 0.0279 | 0.0279 | 0.008094 | 8.4748e-05 | 8.4748e-05 | 4.0535e-05 | 4.4213e-05 | 0 | 7.068e-05 | 1.4068e-05 | 0 | 0.5 | 1.8 | 0.35 | 0.6 | [64 empty] | 131.1463 | 37.213 | 7.5037 | 211.1455 | 14.8852 | 9.0045 | 0.0038683 | 0.0003012 | 0.0061422 | 0.00012048
Service sector | Hotels and Restaurants | Hotels and Restaurants | 2000 - 2010 | 0.0279 | 0.0279 | 0.008094 | 8.4748e-05 | 8.4748e-05 | 4.0535e-05 | 4.4213e-05 | 0 | 7.068e-05 | 1.4068e-05 | 0 | 0.4 | 1.5 | 0.2 | 0.4 | [64 empty] | 125.3176 | 42.0506 | 7.5037 | 201.7613 | 16.8203 | 9.0045 | 0.0037057 | 0.00034036 | 0.0058804 | 0.00013614
Service sector | Hotels and Restaurants | Hotels and Restaurants | Post 2010 | 0.0579 | 0.0579 | 0.028329 | 0.00017588 | 0.00017588 | 8.4121e-05 | 9.1754e-05 | 0 | 0.00014668 | 2.9195e-05 | 0 | 0.37 | 1.49 | 0.16 | 0.5 | [64 empty] | 117.169 | 38.7747 | 7.5037 | 188.6421 | 15.5099 | 9.0045 | 0.0072186 | 0.0010984 | 0.011444 | 0.00043938
Service sector | Other non-residential buildings | Other non-residential buildings |  |  |  |  | 0.015939 | 0.015939 | 0.0063756 | 0.0095634 | 0
Service sector | Other non-residential buildings | Other non-residential buildings | Before 1945 | 5.4547 | 5.4547 | 2.3877 | 0.0047655 | 0.0047655 | 0.0019062 | 0.0028593 | 0 | 0.0039744 | 0.00079107 | 0 | 0.8 | 2.8 | 0.8 | 1.5 | [64 empty] | 150.1013 | 49.3299 | 3.6697 | 241.6631 | 19.732 | 4.4037 | 0.83878 | 0.11779 | 1.3422 | 0.047115
Service sector | Other non-residential buildings | Other non-residential buildings | 1945 - 1969 | 2.0661 | 2.0661 | 0.97533 | 0.0017179 | 0.0017179 | 0.00068714 | 0.0010307 | 0 | 0.0014327 | 0.00028517 | 0 | 0.75 | 2.4 | 0.6 | 1 | [64 empty] | 120.8877 | 49.3299 | 3.6697 | 194.6292 | 19.732 | 4.4037 | 0.25734 | 0.048113 | 0.41121 | 0.019245
Service sector | Other non-residential buildings | Other non-residential buildings | 1970 - 1979 | 0.65816 | 0.65816 | 0.38851 | 0.00057042 | 0.00057042 | 0.00022817 | 0.00034225 | 0 | 0.00047573 | 9.469e-05 | 0 | 0.72 | 2.2 | 0.5 | 0.8 | [64 empty] | 107.8897 | 49.3299 | 3.6697 | 173.7024 | 19.732 | 4.4037 | 0.073424 | 0.019165 | 0.11722 | 0.0076661
Service sector | Other non-residential buildings | Other non-residential buildings | 1980 - 1989 | 1.9107 | 1.9107 | 0.91058 | 0.0027561 | 0.0027561 | 0.0011025 | 0.0016537 | 0 | 0.0022986 | 0.00045752 | 0 | 0.7 | 2.1 | 0.42 | 0.7 | [64 empty] | 94.8916 | 56.7294 | 3.6697 | 152.7755 | 22.6918 | 4.4037 | 0.18832 | 0.051656 | 0.30032 | 0.020663
Service sector | Other non-residential buildings | Other non-residential buildings | 1990 - 1999 | 4.979 | 4.979 | 2.1894 | 0.0030748 | 0.0030748 | 0.0012299 | 0.0018449 | 0 | 0.0025644 | 0.00051041 | 0 | 0.5 | 1.8 | 0.35 | 0.6 | [64 empty] | 73.6751 | 57.864 | 3.6697 | 118.6169 | 23.1456 | 4.4037 | 0.3851 | 0.12669 | 0.61251 | 0.050676
Service sector | Other non-residential buildings | Other non-residential buildings | 2000 - 2010 | 4.6197 | 4.6197 | 2.0397 | 0.0024506 | 0.0024506 | 0.00098022 | 0.0014703 | 0 | 0.0020438 | 0.00040679 | 0 | 0.4 | 1.5 | 0.2 | 0.4 | [64 empty] | 67.1469 | 58.9986 | 3.6697 | 108.1065 | 23.5994 | 4.4037 | 0.32715 | 0.12034 | 0.51976 | 0.048135
Service sector | Other non-residential buildings | Other non-residential buildings | Post 2010 | 0.8038 | 0.8038 | 0.44922 | 0.0006038 | 0.0006038 | 0.00024152 | 0.00036228 | 0 | 0.00050357 | 0.00010023 | 0 | 0.37 | 1.49 | 0.16 | 0.5 | [64 empty] | 54.7783 | 49.3299 | 3.6697 | 88.1931 | 19.732 | 4.4037 | 0.046981 | 0.02216 | 0.07443 | 0.0088639
0.015939
13.94%
Estimated
Note on U2: TABULA, TABULA WebTool, 2017 http://webtool.building-typology.eu/#bm
Note on AF2: TABULA, TABULA WebTool, 2017 http://webtool.building-typology.eu/#bm
Note on AN2: TABULA, TABULA WebTool, 2017 http://webtool.building-typology.eu/#bm
Note on AU2: TABULA, TABULA WebTool, 2017 http://webtool.building-typology.eu/#bm
Note on BD2: SPezzutto: TABULA, TABULA WebTool, 2017 http://webtool.building-typology.eu/#bm
Note on BR2: SPezzutto: TABULA, TABULA WebTool, 2017 http://webtool.building-typology.eu/#bm
Note on BT2: SPezzutto: TABULA, TABULA WebTool, 2017 http://webtool.building-typology.eu/#bm
Following information have been retrieved by experts questioning and relate to Eastern Europe (Poland, Czech Republic, Hungary, Slovenia, Slovakia, Croatia, Bulgaria, Romania)
OFFICES
Construction materials:
Walls: in the majority of the cases BRICKS were used and INSULATION is present only in few cases.
Windows: in the majority of the cases WOOD was used . LOW-EMITTANCE GLASS is present only in few cases.
Roofs: in the majority of the cases CONCRETE ans METALLIC ROOF BOARDS were used and INSULATION in most of the cases is not present.
Floors: in the majority of the cases CONCRETE was used and INSULATION is present only in few cases.
Construction methodologies:
Walls: the most common methodology is SOLID WALL.
Windows: DOUBLE GLAZING is the most common.
Roofs: FLAT ROOF is the most common.
Floors: CONCRETE SLAB is the most common.
TRADE
Construction materials:
Walls: in the majority of the cases BRICKS were used and INSULATION is present only in few cases.
Windows: in the majority of the cases WOOD was used . LOW-EMITTANCE GLASS is present only in few cases.
Roofs: in the majority of the cases CONCRETE was used and INSULATION in most of the cases is not present.
Floors: in the majority of the cases CONCRETE was used and INSULATION is present only in few cases.
Construction methodologies:
Walls: the most common methodology is SOLID WALL.
Windows: DOUBLE GLAZING is the most common.
Roofs: FLAT ROOF is the most common.
Floors: CONCRETE SLAB is the most common.
EDUCATION
Construction materials:
Walls: in the majority of the cases BRICKS were used and INSULATION is present only in few cases.
Windows: in the majority of the cases SYNTHETIC was used . LOW-EMITTANCE GLASS is present only in few cases.
Roofs: in the majority of the cases CONCRETE ans TILES were used and INSULATION in most of the cases is not present.
Floors: in the majority of the cases CONCRETE was used and INSULATION is present only in few cases.
Construction methodologies:
Walls: the most common methodology is SOLID WALL.
Windows: DOUBLE GLAZING is the most common.
Roofs: FLAT ROOF is the most common.
Floors: CONCRETE SLAB is the most common.
HEALTH
Construction materials:
Walls: in the majority of the cases BRICKS were used and INSULATION is present only in few cases.
Windows: in the majority of the cases WOOD was used . LOW-EMITTANCE GLASS is present only in few cases.
Roofs: in the majority of the cases CONCRETE ans METALLIC ROOF BOARDS were used and INSULATION in most of the cases is not present.
Floors: in the majority of the cases CONCRETE was used and INSULATION is present only in few cases.
Construction methodologies:
Walls: the most common methodology is SOLID WALL.
Windows: DOUBLE GLAZING is the most common.
Roofs: FLAT ROOF is the most common.
Floors: CONCRETE SLAB is the most common.
HOTELS AND RESTAURANTS
Construction materials:
Walls: in the majority of the cases BRICKS were used and INSULATION is present only in few cases.
Windows: about 50% of the frames are made of SYNTHETIC/PVC material and the other 50% of ALUMINIUM. LOW-EMITTANCE GLASS is present only in few cases.
Roofs: in the majority of the cases CONCRETE ans BRICKS were used and INSULATION is most times not present.
Floors: in the majority of the cases CONCRETE was used and INSULATION is present only in few cases.
Construction methodologies:
Walls: the most common methodology is SOLID WALL.
Windows: DOUBLE GLAZING is the most common.
Roofs: FLAT ROOF is the most common.
Floors: CONCRETE SLAB is the most common.
OTHER NON RESIDENTIAL BUILDINGS
Construction materials:
Walls: in the majority of the cases BRICKS were used and INSULATION is present only in few cases.
Windows: in the majority of the cases WOOD was used . LOW-EMITTANCE GLASS is present only in few cases.
Roofs: in the majority of the cases CONCRETE ans METALLIC ROOF BOARDS were used and INSULATION in most of the cases is not present.
Floors: in the majority of the cases CONCRETE was used and INSULATION is present only in few cases.
Construction methodologies:
Walls: the most common methodology is SOLID WALL.
Windows: DOUBLE GLAZING is the most common.
Roofs: FLAT ROOF is the most common.
Floors: CONCRETE SLAB is the most common.
Following information have been retrieved by experts questioning and relate to Eastern Europe (Poland, Czech Republic, Hungary, Slovenia, Slovakia, Croatia, Bulgaria, Romania)
OFFICES
Space heating:
The most common is the non-condesing boiler, gas.
Space cooling:
Not present in most of the cases.
DHW:
The most common is the non-condesing boiler, gas.
TRADE
Space heating:
The most common is the non-condesing boiler, gas.
Space cooling:
Not present in most of the cases.
DHW:
The most common is the non-condesing boiler, gas.
EDUCATION
Space heating:
The most common is the non-condesing boiler, gas.
Space cooling:
Not present in most of the cases.
DHW:
The most common is the non-condesing boiler, gas.
HEALTH
Space heating:
The most common is the non-condesing boiler, gas.
Space cooling:
Present in most of the cases.
DHW:
The most common fuel used is gas.
HOTELS AND RESTAURANTS
Space heating:
The most common is the non-condesing boiler, gas.
Space cooling:
Not present in most of the cases.
DHW:
The most common is the non-condesing boiler, gas.
OTHER NON RESIDENTIAL BUILDINGS
Space heating:
The most common is the non-condesing boiler, gas.
Space cooling:
Not present in most of the cases.
DHW:
The most common is the non-condesing boiler, gas.

## Denmark
[19 empty] | WALLS | [10 empty] | WINDOWS | [7 empty] | ROOF | [6 empty] | FLOOR | [8 empty] | SPACE HEATING | [13 empty] | SPACE COOLING |  | DHW
|  |  |  | Area |  |  |  |  | Tenure/ownership status and distribution |  |  | Occupancy |  |  | Construction features (U-values) |  |  |  | construction material |  |  |  | construction methodology | [6 empty] | construction material |  |  | construction methodology |  |  |  |  | construction material | [6 empty] | construction material |  |  |  | construction methodology |  |  |  |  | individual | central | district heating | boiler |  | combined | stove | electric heating | heat pump | fossil fuels |  |  | electricity | biomass | no space cooling | space cooling | individual | central | district heating | boiler |  | Combined | Solar collectors | heat pump | fossil fuels |  |  | electricity | biomass | Useful energy demand |  |  | Final energy consumption |  |  | Total useful energy demand |  | Total final energy consumption
Sector | Subsector | Building type | Buidling age class | Covered area: constructed [Mm²] | Covered area: heated [Mm²] | Covered area: cooled [Mm²] | Number of dwellings/units [Mil.] | Number of buildings [Mil.] | Owner occupied - dwellings/units [Mil.] | Private rented - dwellings/units [Mil.] | Social housing - dwellings/units [Mil.] | Occupied [Mil.] | Vacant [Mil.] | Secondary dwellings/ units and others [Mil.] | Walls | Windows | Roof | Floor | brick | concrete | wood | other | solid wall |  | cavity wall |  | honeycomb bricks / hollow blocks wall |  | other | wood | synthetic / pvc | aluminium | single glazing | double glazing |  | triple glazing |  | wood | concrete | concrete + bricks | tilted roof |  | flat roof |  | wood | concrete | concrete + bricks | other | concrete slab |  | wooden floor (rafters + boards) |  | other |  |  |  | non-condensing | condensing |  |  |  |  | solid | liquid | gas | [7 empty] | non-condensing | condensing |  |  |  | solid | liquid | gas |  |  | Space heating [kWh/m² year] | Space cooling [kWh/m² year] | Domestic hot water [kWh/m² year] | Space heating [kWh/m² year] | Space cooling [kWh/m² year] | Domestic hot water [kWh/m² year] | Space heating+Domestic hot water [TWh/year] | Space cooling [TWh/year] | Space heating+Domestic hot water [TWh/year] | Space cooling [TWh/year]
|  |  |  | 90.9104 | [19 empty] | insulation |  | insulation |  | insulation | [6 empty] | low-e |  | low-e |  |  |  |  | insulation |  | insulation | [5 empty] | insulation |  | insulation
Residential sector | Total | Total |  | 301.9293 |  |  | 3.3212 | 1.248 | 2.1023 | 1.2155 | 0.0033212 | 0.74931
Residential sector | Total | Total | Before 1945 | 62.3071 | 61.0099 | 0.90615 | 0.7121 | 0.25 | 0.45076 | 0.26063 | 0.0007121 | 0.56191 | 0.084027 | 0.066156 | 1.1469 | 2.6912 | 0.75897 | 0.92641 | 100% |  |  |  | 10.19% | 3.395% | 89.81% | 29.12% |  |  |  | 100% |  |  | 31.58% | 68.42% |  |  |  | 100% |  |  | 100% | 51.7% |  |  | 100% | [5 empty] | 55.09% | 3.395% | 44.91% |  | Widespread technology | Widespread technology | Widespread technology |  |  |  |  | Most widespread technology |  |  | Most widespread fuel |  |  | Most widespread technology |  |  | Widespread technology | Widespread technology | Widespread technology |  |  |  | Most widespread technology |  |  | Widespread fuel | Most widespread fuel |  | 195.8003 | 19.2592 | 20.1617 | 236.1939 | 4.6973 | 22.0811 | 13.202 | 0.017452 | 15.786 | 0.0042565 | 62.3071 | 58.23% | 31.58% | 10.19% | 100% |  | 1.242% | 1.179% | 1.572% | 0.9245%
Residential sector | Total | Total | 1945 - 1969 | 55.1496 | 53.9948 | 0.81002 | 0.61241 | 0.22 | 0.38765 | 0.22414 | 0.00061241 | 0.46593 | 0.072264 | 0.074211 | 0.89838 | 2.6708 | 0.50068 | 0.70782 | 97.31% |  | 2.689% |  | 2.689% |  | 94.62% | 74.62% |  |  | 2.689% | 100% |  |  |  | 100% |  |  |  | 97.31% | 2.689% |  | 97.31% | 65.32% | 2.689% | 8.067% | 63.97% | 36.02% |  |  | 36.02% |  | 63.97% | 45.97% |  |  | Widespread technology | Widespread technology | Widespread technology |  |  |  |  | Most widespread technology |  |  | Most widespread fuel |  |  | Most widespread technology |  |  | Widespread technology | Widespread technology | Widespread technology |  |  |  | Most widespread technology |  |  | Widespread fuel | Most widespread fuel |  | 175.2849 | 20.2293 | 20.4357 | 211.4462 | 4.9339 | 22.3812 | 10.5915 | 0.016386 | 12.6513 | 0.0039966 | 55.1496 | 51.93% | 40.01% | 8.067% | 100% |  | 1.174% | 1.124% | 1.572% | 0.5526%
Residential sector | Total | Total | 1970 - 1979 | 60.5512 | 59.2889 | 0.87793 | 0.66813 | 0.24 | 0.42293 | 0.24454 | 0.00066813 | 0.51269 | 0.07884 | 0.076599 | 0.39518 | 2.4947 | 0.4041 | 0.33185 | 68.09% | 28.11% | 3.804% |  | 56.22% | 56.22% | 39.98% | 43.78% |  |  | 3.804% | 100% |  |  |  | 100% |  |  |  | 92.39% | 7.607% |  | 92.39% | 92.39% | 7.607% | 7.607% | 50% | 50% |  |  | 50% | 7.607% | 50% | 100% |  |  | Widespread technology | Widespread technology | Widespread technology |  |  |  |  | Most widespread technology |  |  | Most widespread fuel |  |  | Most widespread technology |  |  | Widespread technology | Widespread technology | Widespread technology |  |  |  | Most widespread technology |  |  | Widespread fuel | Most widespread fuel |  | 133.9416 | 10.9478 | 20.2494 | 161.5737 | 2.6702 | 22.1771 | 9.1674 | 0.0096114 | 10.9224 | 0.0023442 | 60.5512 | 56.22% | 36.18% | 7.607% | 100% |  | 1.707% | 1.953% | 1.64% | 0.6689%
Residential sector | Total | Total | 1980 - 1989 | 30.4961 | 29.8319 | 0.50005 | 0.32558 | 0.124 | 0.20609 | 0.11916 | 0.00032558 | 0.22455 | 0.038418 | 0.062604 | 0.39553 | 2.3831 | 0.20308 | 0.24749 | 100% |  |  |  | 100% | 100% | [5 empty] | 100% |  |  |  | 100% | 94.73% |  |  | 94.73% | 5.267% |  | 97.37% | 100% | 2.634% | 5.267% |  | 100% |  |  | 100% | 100% |  |  |  |  | Widespread technology | Widespread technology | Widespread technology |  |  |  |  | Most widespread technology |  |  | Most widespread fuel |  |  | Most widespread technology |  |  | Widespread technology | Widespread technology | Widespread technology |  |  |  | Most widespread technology |  |  | Widespread fuel | Most widespread fuel |  | 85.1195 | 5.8222 | 22.1244 | 102.6797 | 1.42 | 24.2306 | 3.214 | 0.0029114 | 3.8021 | 0.00071009 | 30.4961 | 13.06% | 81.67% | 5.267% | 100% |  | 0.9465% | 0.2583% | 1.962% | 0.2969%
Residential sector | Total | Total | 1990 - 1999 | 30.3465 | 29.6853 | 0.49817 | 0.32422 | 0.124 | 0.20523 | 0.11866 | 0.00032422 | 0.22328 | 0.038258 | 0.062687 | 0.33889 | 2.0326 | 0.15691 | 0.21918 | 100% |  |  |  | 100% | 100% | [5 empty] | 100% |  |  |  | 100% | 94.68% |  |  | 94.68% | 5.319% |  | 97.34% | 100% | 2.66% | 5.319% |  | 100% |  |  | 100% | 100% |  |  |  |  | Widespread technology | Widespread technology | Widespread technology |  |  |  |  | Most widespread technology |  |  | Most widespread fuel |  |  | Most widespread technology |  |  | Widespread technology | Widespread technology | Widespread technology |  |  |  | Most widespread technology |  |  | Widespread fuel | Most widespread fuel |  | 72.5518 | 23.5926 | 22.143 | 87.5193 | 5.7542 | 24.251 | 2.8257 | 0.011753 | 3.334 | 0.0028666 | 30.3465 | 12.64% | 82.04% | 5.319% | 100% |  | 1.048% | 0.3028% | 2.188% | 0.3891%
Residential sector | Total | Total | 2000 - 2010 | 32.1811 | 31.4834 | 0.52124 | 0.34546 | 0.145 | 0.21868 | 0.12644 | 0.00034546 | 0.23937 | 0.040764 | 0.065328 | 0.27705 | 1.6767 | 0.11125 | 0.18742 | 50.94% | 1.884% | 47.17% |  | 50% | 100% | 2.826% | 5.652% |  |  | 47.17% | 100% |  |  |  | 100% | 100% |  |  | 94.35% | 5.652% |  | 97.17% | 100% | 2.826% | 5.652% | 47.17% | 52.83% |  |  | 52.83% | 100% | 47.17% | 94.35% |  |  | Widespread technology | Widespread technology | Widespread technology |  |  |  |  | Most widespread technology |  |  | Most widespread fuel |  |  | Most widespread technology |  |  | Widespread technology | Widespread technology | Widespread technology |  |  |  | Most widespread technology |  |  | Widespread fuel | Most widespread fuel |  | 60.8315 | 43.1008 | 21.9266 | 73.381 | 10.5123 | 24.014 | 2.6208 | 0.022466 | 3.0831 | 0.0054794 | 32.1811 | 17.62% | 76.73% | 5.652% | 100% |  | 0.9718% | 0.353% | 2.05% | 0.3873%
Residential sector | Total | Total | Post 2010 | 30.8978 | 30.2256 | 0.5144 | 0.33328 | 0.145 | 0.21096 | 0.12198 | 0.00033328 | 0.2348 | 0.039327 | 0.059153 | 0.18903 | 1.53 | 0.048294 | 0.073086 | 50% | 50% |  |  | 94.01% | 94.01% | 5.989% | 5.989% |  |  |  | 100% |  |  |  | 94.01% | 94.01% | 5.989% | 5.989% | 94.01% | 5.989% |  | 94.01% | 94.01% | 5.989% | 5.989% |  | 100% |  |  | 100% | 100% |  |  |  |  | Widespread technology | Widespread technology | Widespread technology |  |  |  |  | Most widespread technology |  |  | Most widespread fuel |  |  | Most widespread technology |  |  | Widespread technology | Widespread technology | Widespread technology |  |  |  | Most widespread technology |  |  | Widespread fuel | Most widespread fuel |  | 42.2096 | 30.115 | 21.9712 | 50.9175 | 7.3451 | 24.0629 | 1.9547 | 0.015491 | 2.2825 | 0.0037783 | 30.8978 | 16.59% | 77.42% | 5.989% | 100% |  | 1.309% | 0.553% | 1.998% | 0.8752%
Residential sector | Single family- Terraced houses | Single family- Terraced houses |  |  |  |  | 1.2644 | 0.64 | 0.80037 | 0.46277 | 0.0012644
Residential sector | Single family- Terraced houses | Single family- Terraced houses | Before 1945 | 36.2835 | 35.5423 | 0.57281 | 0.39873 | 0.18 | 0.25239 | 0.14593 | 0.00039873 | 0.33191 | 0.04705 | 0.019764 | 1.1875 | 2.7333 | 0.83333 | 0.97333 | 100% | [5 empty] | 100% | 50% |  |  |  | 100% |  |  |  | 100% |  |  |  | 100% |  |  | 100% | 50% |  |  | 100% | [5 empty] | 50% |  | 50% |  | Widespread technology | Widespread technology | Widespread technology |  |  |  |  | Most widespread technology |  |  | Most widespread fuel |  |  | Most widespread technology |  |  | Widespread technology | Widespread technology | Widespread technology |  |  |  | Most widespread technology |  |  | Widespread fuel | Most widespread fuel |  | 226.35 | 23.4496 | 18.3468 | 273.046 | 5.7194 | 20.0934 | 8.7107 | 0.013432 | 10.4337 | 0.0032761
Residential sector | Single family- Terraced houses | Single family- Terraced houses | 1945 - 1969 | 28.6378 | 28.0488 | 0.47669 | 0.30745 | 0.14 | 0.19462 | 0.11253 | 0.00030745 | 0.25593 | 0.036279 | 0.01524 | 1.023 | 2.75 | 0.51 | 0.67 | 100% | [5 empty] | 100% | 66.66% |  |  |  | 100% |  |  |  | 100% |  |  |  | 100% |  |  | 100% | 66.66% |  |  | 66.66% | 33.33% |  |  | 33.33% |  | 66.66% | 50% |  |  | Widespread technology | Widespread technology | Widespread technology |  |  |  |  | Most widespread technology |  |  | Most widespread fuel |  |  | Most widespread technology |  |  | Widespread technology | Widespread technology | Widespread technology |  |  |  | Most widespread technology |  |  | Widespread fuel | Most widespread fuel |  | 202.5796 | 24.63 | 18.3468 | 244.3717 | 6.0072 | 20.0934 | 6.2075 | 0.011741 | 7.4298 | 0.0028636
Residential sector | Single family- Terraced houses | Single family- Terraced houses | 1970 - 1979 | 34.0394 | 33.3429 | 0.5446 | 0.36363 | 0.16 | 0.23018 | 0.13309 | 0.00036363 | 0.30269 | 0.042908 | 0.018024 | 0.3 | 2.45 | 0.45 | 0.335 | 50% | 50% |  |  | 100% | 100% | [5 empty] | 100% |  |  |  | 100% |  |  |  | 100% |  |  | 100% | 100% |  |  | 50% | 50% |  |  | 50% |  | 50% | 100% |  |  | Widespread technology | Widespread technology | Widespread technology |  |  |  |  | Most widespread technology |  |  | Most widespread fuel |  |  | Most widespread technology |  |  | Widespread technology | Widespread technology | Widespread technology |  |  |  | Most widespread technology |  |  | Widespread fuel | Most widespread fuel |  | 168.4471 | 15.0822 | 18.3468 | 203.1977 | 3.6786 | 20.0934 | 6.241 | 0.0082138 | 7.4592 | 0.0020033
Residential sector | Single family- Terraced houses | Single family- Terraced houses | 1980 - 1989 | 3.9843 | 3.8859 | 0.16672 | 0.04151 | 0.03 | 0.026276 | 0.015193 | 4.151e-05 | 0.034555 | 0.0048982 | 0.0020576 | 0.39 | 2.15 | 0.155 | 0.255 | 100% |  |  |  | 100% | 100% | [5 empty] | 100% |  |  |  | 100% | 100% |  |  | 100% |  |  | 100% | 100% |  |  |  | 100% |  |  | 100% | 100% |  |  |  |  | Widespread technology | Widespread technology | Widespread technology |  |  |  |  | Most widespread technology |  |  | Most widespread fuel |  |  | Most widespread technology |  |  | Widespread technology | Widespread technology | Widespread technology |  |  |  | Most widespread technology |  |  | Widespread fuel | Most widespread fuel |  | 149.227 | 14.0199 | 18.3468 | 180.0126 | 3.4195 | 20.0934 | 0.65297 | 0.0023373 | 0.77956 | 0.00057008
Residential sector | Single family- Terraced houses | Single family- Terraced houses | 1990 - 1999 | 3.8346 | 3.7392 | 0.16484 | 0.039974 | 0.03 | 0.025303 | 0.01463 | 3.9974e-05 | 0.033275 | 0.0047169 | 0.0019814 | 0.3 | 1.87 | 0.15 | 0.2 | 100% |  |  |  | 100% | 100% | [5 empty] | 100% |  |  |  | 100% | 100% |  |  | 100% |  |  | 100% | 100% |  |  |  | 100% |  |  | 100% | 100% |  |  |  |  | Widespread technology | Widespread technology | Widespread technology |  |  |  |  | Most widespread technology |  |  | Most widespread fuel |  |  | Most widespread technology |  |  | Widespread technology | Widespread technology | Widespread technology |  |  |  | Most widespread technology |  |  | Widespread fuel | Most widespread fuel |  | 109.4229 | 24.9841 | 18.3468 | 131.9969 | 6.0936 | 20.0934 | 0.47951 | 0.0041182 | 0.57062 | 0.0010044
Residential sector | Single family- Terraced houses | Single family- Terraced houses | 2000 - 2010 | 5.6693 | 5.5374 | 0.1879 | 0.059307 | 0.05 | 0.037541 | 0.021706 | 5.9307e-05 | 0.049369 | 0.0069982 | 0.0029397 | 0.205 | 1.6 | 0.135 | 0.135 | 50% |  | 50% |  | 50% | 100% |  |  |  |  | 50% | 100% |  |  |  | 100% | 100% |  |  | 100% |  |  | 100% | 100% |  |  | 50% | 50% |  |  | 50% | 100% | 50% | 100% |  |  | Widespread technology | Widespread technology | Widespread technology |  |  |  |  | Most widespread technology |  |  | Most widespread fuel |  |  | Most widespread technology |  |  | Widespread technology | Widespread technology | Widespread technology |  |  |  | Most widespread technology |  |  | Widespread fuel | Most widespread fuel |  | 69.6188 | 35.9482 | 18.3468 | 83.9811 | 8.7678 | 20.0934 | 0.48952 | 0.0067547 | 0.57895 | 0.0016475
Residential sector | Single family- Terraced houses | Single family- Terraced houses | Post 2010 | 5.126 | 5.0049 | 0.18107 | 0.053816 | 0.05 | 0.034065 | 0.019697 | 5.3816e-05 | 0.044798 | 0.0063502 | 0.0026675 | 0.17 | 1.05 | 0.115 | 0.11 | 50% | 50% |  |  | 100% | 100% | [5 empty] | 100% |  |  |  | 100% | 100% |  |  | 100% |  |  | 100% | 100% |  |  |  | 100% |  |  | 100% | 100% |  |  |  |  | Widespread technology | Widespread technology | Widespread technology |  |  |  |  | Most widespread technology |  |  | Most widespread fuel |  |  | Most widespread technology |  |  | Widespread technology | Widespread technology | Widespread technology |  |  |  | Most widespread technology |  |  | Widespread fuel | Most widespread fuel |  | 54.7679 | 26.8333 | 18.3468 | 66.0665 | 6.5446 | 20.0934 | 0.36815 | 0.0048587 | 0.43365 | 0.001185
Residential sector | Multifamily houses | Multifamily houses |  |  |  |  | 1.7156 | 0.55 | 1.086 | 0.62791 | 0.0017156 | 0.74931 | 0.039515
Residential sector | Multifamily houses | Multifamily houses | Before 1945 | 19.6772 | 19.2665 | 0.25354 | 0.21624 | 0.05 | 0.13688 | 0.079142 | 0.00021624 | 0.15 | 0.025516 | 0.04072 | 0.9 | 2.6 | 0.6 | 0.9 | 100% | [5 empty] | 100% |  |  |  |  | 100% |  |  | 100% |  |  |  |  | 100% |  |  | 100% | 50% |  |  | 100% | [5 empty] | 50% |  | 50% |  | Widespread technology | Widespread technology | Widespread technology |  |  |  |  | Most widespread technology |  |  | Most widespread fuel |  |  | Most widespread technology |  |  | Widespread technology | Widespread technology | Widespread technology |  |  |  | Most widespread technology |  |  | Widespread fuel | Most widespread fuel |  | 153.2064 | 13.4166 | 22.6921 | 184.8129 | 3.2723 | 24.8524 | 3.3983 | 0.0034016 | 4.0497 | 0.00082966
Residential sector | Multifamily houses | Multifamily houses | 1945 - 1969 | 22.063 | 21.6048 | 0.2774 | 0.23687 | 0.07 | 0.14994 | 0.086693 | 0.00023687 | 0.16 | 0.02795 | 0.048916 | 0.7 | 2.55 | 0.4 | 0.7 | 100% | [5 empty] | 100% | 100% |  |  |  | 100% |  |  |  | 100% |  |  |  | 100% |  |  | 100% | 66.66% |  |  | 66.66% | 33.33% |  |  | 33.33% |  | 66.66% | 50% |  |  | Widespread technology | Widespread technology | Widespread technology |  |  |  |  | Most widespread technology |  |  | Most widespread fuel |  |  | Most widespread technology |  |  | Widespread technology | Widespread technology | Widespread technology |  |  |  | Most widespread technology |  |  | Widespread fuel | Most widespread fuel |  | 145.8015 | 15.4757 | 22.6921 | 175.8803 | 3.7745 | 24.8524 | 3.6507 | 0.0042929 | 4.3482 | 0.001047
Residential sector | Multifamily houses | Multifamily houses | 1970 - 1979 | 21.9055 | 21.4505 | 0.27542 | 0.23401 | 0.07 | 0.14813 | 0.085646 | 0.00023401 | 0.16 | 0.027613 | 0.046393 | 0.5 | 2.5 | 0.3 | 0.3 | 100% | [5 empty] | 100% | 100% |  |  |  | 100% |  |  |  | 100% |  |  |  | 100% |  |  | 100% | 100% |  |  | 50% | 50% |  |  | 50% |  | 50% | 100% |  |  | Widespread technology | Widespread technology | Widespread technology |  |  |  |  | Most widespread technology |  |  | Most widespread fuel |  |  | Most widespread technology |  |  | Widespread technology | Widespread technology | Widespread technology |  |  |  | Most widespread technology |  |  | Widespread fuel | Most widespread fuel |  | 89.6388 | 5.6394 | 22.6921 | 108.1313 | 1.3755 | 24.8524 | 2.4199 | 0.0015532 | 2.8639 | 0.00037883
Residential sector | Multifamily houses | Multifamily houses | 1980 - 1989 | 24.9055 | 24.3908 | 0.31314 | 0.25948 | 0.09 | 0.16425 | 0.09497 | 0.00025948 | 0.18 | 0.030619 | 0.048863 | 0.4 | 2.4 | 0.2 | 0.25 | 100% |  |  |  | 100% | 100% | [5 empty] | 100% |  |  |  | 100% | 100% |  |  | 100% |  |  | 100% | 100% |  |  |  | 100% |  |  | 100% | 100% |  |  |  |  | Widespread technology | Widespread technology | Widespread technology |  |  |  |  | Most widespread technology |  |  | Most widespread fuel |  |  | Most widespread technology |  |  | Widespread technology | Widespread technology | Widespread technology |  |  |  | Most widespread technology |  |  | Widespread fuel | Most widespread fuel |  | 75.4853 | 4.5902 | 22.6921 | 91.0579 | 1.1196 | 24.8524 | 2.4063 | 0.0014374 | 2.8399 | 0.00035058
Residential sector | Multifamily houses | Multifamily houses | 1990 - 1999 | 24.8976 | 24.3831 | 0.31304 | 0.25954 | 0.09 | 0.16429 | 0.094992 | 0.00025954 | 0.18 | 0.030626 | 0.048916 | 0.35 | 2.05 | 0.15 | 0.225 | 100% |  |  |  | 100% | 100% | [5 empty] | 100% |  |  |  | 100% | 100% |  |  | 100% |  |  | 100% | 100% |  |  |  | 100% |  |  | 100% | 100% |  |  |  |  | Widespread technology | Widespread technology | Widespread technology |  |  |  |  | Most widespread technology |  |  | Most widespread fuel |  |  | Most widespread technology |  |  | Widespread technology | Widespread technology | Widespread technology |  |  |  | Most widespread technology |  |  | Widespread fuel | Most widespread fuel |  | 67.2188 | 24.6103 | 22.6921 | 81.0861 | 6.0025 | 24.8524 | 2.204 | 0.007704 | 2.5959 | 0.001879
Residential sector | Multifamily houses | Multifamily houses | 2000 - 2010 | 24.6929 | 24.1824 | 0.31046 | 0.25832 | 0.09 | 0.16351 | 0.094544 | 0.00025832 | 0.17 | 0.030481 | 0.057835 | 0.3 | 1.7 | 0.1 | 0.2 | 50% |  | 50% |  | 50% | 100% |  |  |  |  | 50% | 100% |  |  |  | 100% | 100% |  |  | 100% |  |  | 100% | 100% |  |  | 50% | 50% |  |  | 50% | 100% | 50% | 100% |  |  | Widespread technology | Widespread technology | Widespread technology |  |  |  |  | Most widespread technology |  |  | Most widespread fuel |  |  | Most widespread technology |  |  | Widespread technology | Widespread technology | Widespread technology |  |  |  | Most widespread technology |  |  | Widespread fuel | Most widespread fuel |  | 58.9524 | 44.6303 | 22.6921 | 71.1143 | 10.8853 | 24.8524 | 1.9859 | 0.013856 | 2.3334 | 0.0033795
Residential sector | Multifamily houses | Multifamily houses | Post 2010 | 23.9214 | 23.4263 | 0.31007 | 0.25114 | 0.09 | 0.15897 | 0.091918 | 0.00025114 | 0.17 | 0.029635 | 0.051507 | 0.2 | 1.67 | 0.03 | 0.06 | 50% | 50% |  |  | 100% | 100% | [5 empty] | 100% |  |  |  | 100% | 100% |  |  | 100% |  |  | 100% | 100% |  |  |  | 100% |  |  | 100% | 100% |  |  |  |  | Widespread technology | Widespread technology | Widespread technology |  |  |  |  | Most widespread technology |  |  | Most widespread fuel |  |  | Most widespread technology |  |  | Widespread technology | Widespread technology | Widespread technology |  |  |  | Most widespread technology |  |  | Widespread fuel | Most widespread fuel |  | 39.7118 | 30.7678 | 22.6921 | 47.9044 | 7.5043 | 24.8524 | 1.4731 | 0.0095401 | 1.7167 | 0.0023268
Residential sector | Appartment blocks | Appartment blocks |  | -54.15 |  |  | 0.34117 | 0.058 | 0.21596 | 0.12487 | 0.00034117 | 0.31069 | 0.030485
Residential sector | Appartment blocks | Appartment blocks | Before 1945 | 6.3465 | 6.2011 | 0.079794 | 0.097134 | 0.02 | 0.061486 | 0.035551 | 9.7134e-05 | 0.08 | 0.011462 | 0.0056722 | 1.68 | 2.7333 | 0.82667 | 0.74 | 100% |  |  |  | 100% | 33.33% | [5 empty] | 100% |  |  |  | 100% |  |  |  | 100% |  |  | 100% | 66.66% |  |  | 100% | [5 empty] | 100% | 33.33% |  |  |  | Most widespread technology | Widespread technology |  |  |  |  | Most widespread technology |  |  | Most widespread fuel |  |  | Most widespread technology |  |  |  | Most widespread technology | Widespread technology |  |  |  | Most widespread technology |  |  | Widespread fuel | Most widespread fuel |  | 153.2064 | 13.4166 | 22.6921 | 184.8129 | 3.2723 | 24.8524 | 1.0941 | 0.0010706 | 1.3038 | 0.00026111
Residential sector | Appartment blocks | Appartment blocks | 1945 - 1969 | 4.4488 | 4.3412 | 0.055935 | 0.06809 | 0.01 | 0.043101 | 0.024921 | 6.809e-05 | 0.05 | 0.0080346 | 0.010056 | 1.08 | 2.76 | 0.94 | 0.99 | 66.66% |  | 33.33% |  | 33.33% |  | 33.33% |  |  |  | 33.33% | 100% |  |  |  | 100% |  |  |  | 66.66% | 33.33% |  | 66.66% | 50% | 33.33% | 100% | 33.33% | 66.66% |  |  | 66.66% |  | 33.33% |  |  |  |  | Most widespread technology | Widespread technology |  |  |  |  | Most widespread technology |  |  | Most widespread fuel |  |  | Most widespread technology |  |  |  | Most widespread technology | Widespread technology |  |  |  | Most widespread technology |  |  | Widespread fuel | Most widespread fuel |  | 145.8015 | 15.4757 | 22.6921 | 175.8803 | 3.7745 | 24.8524 | 0.7339 | 0.00086563 | 0.87409 | 0.00021113
Residential sector | Appartment blocks | Appartment blocks | 1970 - 1979 | 4.6063 | 4.4955 | 0.057915 | 0.070501 | 0.01 | 0.044627 | 0.025803 | 7.0501e-05 | 0.05 | 0.0083191 | 0.012181 | 0.6 | 2.8 | 0.56 | 0.46 | 50% |  | 50% |  |  |  | 50% | 100% |  |  | 50% | 100% |  |  |  | 100% |  |  |  |  | 100% |  |  |  | 100% | 100% | 50% | 50% |  |  | 50% | 100% | 50% | 100% |  |  |  | Most widespread technology | Widespread technology |  |  |  |  | Most widespread technology |  |  | Most widespread fuel |  |  | Most widespread technology |  |  |  | Most widespread technology | Widespread technology |  |  |  | Most widespread technology |  |  | Widespread fuel | Most widespread fuel |  | 89.6388 | 5.6394 | 22.6921 | 108.1313 | 1.3755 | 24.8524 | 0.5075 | 0.00032661 | 0.60059 | 7.966e-05
Residential sector | Appartment blocks | Appartment blocks | 1980 - 1989 | 1.6063 | 1.5552 | 0.020196 | 0.024585 | 0.004 | 0.015562 | 0.008998 | 2.4585e-05 | 0.01 | 0.002901 | 0.011684 | 0.34 | 2.7 | 0.37 | 0.19 | 100% |  |  |  | 100% | 100% | [5 empty] | 100% |  |  |  | 100% |  |  |  |  | 100% |  | 50% | 100% | 50% | 100% |  | 100% |  |  | 100% | 100% | [5 empty] | Most widespread technology | Widespread technology |  |  |  |  | Most widespread technology |  |  | Most widespread fuel |  |  | Most widespread technology |  |  |  | Most widespread technology | Widespread technology |  |  |  | Most widespread technology |  |  | Widespread fuel | Most widespread fuel |  | 75.4853 | 4.5902 | 22.6921 | 91.0579 | 1.1196 | 24.8524 | 0.15385 | 9.2705e-05 | 0.18154 | 2.2611e-05
Residential sector | Appartment blocks | Appartment blocks | 1990 - 1999 | 1.6142 | 1.563 | 0.020295 | 0.024705 | 0.004 | 0.015638 | 0.0090421 | 2.4705e-05 | 0.01 | 0.0029152 | 0.01179 | 0.26 | 2.15 | 0.28 | 0.175 | 100% |  |  |  | 100% | 100% | [5 empty] | 100% |  |  |  | 100% |  |  |  |  | 100% |  | 50% | 100% | 50% | 100% |  | 100% |  |  | 100% | 100% | [5 empty] | Most widespread technology | Widespread technology |  |  |  |  | Most widespread technology |  |  | Most widespread fuel |  |  | Most widespread technology |  |  |  | Most widespread technology | Widespread technology |  |  |  | Most widespread technology |  |  | Widespread fuel | Most widespread fuel |  | 67.2188 | 4.5902 | 22.6921 | 81.0861 | 1.1196 | 24.8524 | 0.14169 | 9.3159e-05 | 0.16685 | 2.2722e-05
Residential sector | Appartment blocks | Appartment blocks | 2000 - 2010 | 1.8189 | 1.7636 | 0.022869 | 0.027839 | 0.005 | 0.017622 | 0.010189 | 2.7839e-05 | 0.02 | 0.003285 | 0.0045537 | 0.19 | 1.6 | 0.19 | 0.18 | 66.66% | 33.33% |  |  | 50% | 100% | 50% | 100% |  |  |  | 100% |  |  |  | 100% | 100% |  |  |  | 100% |  | 50% | 100% | 50% | 100% |  | 100% |  |  | 100% | 100% | [5 empty] | Most widespread technology | Widespread technology |  |  |  |  | Most widespread technology |  |  | Most widespread fuel |  |  | Most widespread technology |  |  |  | Most widespread technology | Widespread technology |  |  |  | Most widespread technology |  |  | Widespread fuel | Most widespread fuel |  | 58.9524 | 44.6303 | 22.6921 | 71.1143 | 10.8853 | 24.8524 | 0.14524 | 0.0010207 | 0.17062 | 0.00024894
Residential sector | Appartment blocks | Appartment blocks | Post 2010 | 1.8504 | 1.7945 | 0.023265 | 0.028321 | 0.005 | 0.017927 | 0.010365 | 2.8321e-05 | 0.02 | 0.0033418 | 0.0049789 | 0.1 | 1.05 | 0.1 | 0.14 | 50% | 50% |  |  |  |  | 100% | 100% |  |  |  | 100% | [5 empty] | 100% | 100% |  | 100% |  |  |  | 100% | 100% |  | 100% |  |  | 100% | 100% | [5 empty] | Most widespread technology | Widespread technology |  |  |  |  | Most widespread technology |  |  | Most widespread fuel |  |  | Most widespread technology |  |  |  | Most widespread technology | Widespread technology |  |  |  | Most widespread technology |  |  | Widespread fuel | Most widespread fuel |  | 39.7118 | 30.7678 | 22.6921 | 47.9044 | 7.5043 | 24.8524 | 0.11325 | 0.00071581 | 0.13195 | 0.00017459
Service sector | Total | Total |  |  |  |  | 0.75812 | 0.16021 | 0.36517 | 0.38861 | 0
Service sector | Total | Total | Before 1945 | 15.1884 | 15.1884 | 1.4247 | 0.059821 | 0.017698 | 0.029175 | 0.029746 | 0 | 0.053528 | 0.006293 | 1.301e-17 | 1.2 | 2.6 | 0.5 | 0.8 | [64 empty] | 194.3293 | 46.6996 | 1.2461 | 219.1592 | 18.6798 | 1.4953 | 2.7189 | 0.076534 | 2.8036 | 0.026613 | 15.1884 | 25.07% | 6.562% | 28.74% | 2.756% | 0.5906% | 36.29% | 100% |  | 0.905% | 0.247% | 0.1169% | 0.3744% | 0.05848% | 2.152%
Service sector | Total | Total | 1945 - 1969 | 21.3972 | 21.3972 | 1.8801 | 0.13961 | 0.024703 | 0.067783 | 0.071077 | 0 | 0.12533 | 0.014276 | 0 | 0.99 | 2.51 | 0.57 | 0.84 | [64 empty] | 166.7264 | 46.9251 | 1.3078 | 171.7282 | 18.77 | 1.5694 | 3.5955 | 0.088225 | 3.7081 | 0.03529 | 21.3972 | 53.14% | 8.151% | 16.91% | 1.304% | 0.5123% | 19.98% | 100% |  | 2.704% | 0.8068% | 0.1272% | 0.4027% | 0.09131% | 2.502%
Service sector | Total | Total | 1970 - 1979 | 17.8294 | 17.8294 | 1.6184 | 0.12031 | 0.019841 | 0.058457 | 0.061064 | 0 | 0.1083 | 0.012014 | 2.4286e-17 | 0.62 | 2.51 | 0.28 | 0.58 | [64 empty] | 139.1235 | 48.1385 | 1.2503 | 143.2972 | 19.2554 | 1.5004 | 2.5028 | 0.077909 | 2.5817 | 0.031164 | 17.8294 | 52.54% | 11.74% | 21.46% | 0.0559% | 0.3913% | 13.81% | 100% |  | 4.721% | 1.668% | 0.2732% | 0.0275% | 0.1109% | 2.39%
Service sector | Total | Total | 1980 - 1989 | 22.3042 | 22.3042 | 1.9467 | 0.16592 | 0.029389 | 0.08021 | 0.085082 | 0 | 0.14898 | 0.016941 | 0 | 0.35 | 2.49 | 0.23 | 0.4 | [64 empty] | 147.3099 | 45.6258 | 1.3353 | 151.7291 | 18.2503 | 1.6024 | 3.3154 | 0.088818 | 3.4199 | 0.035527 | 22.3042 | 58.04% | 11.8% | 13.58% | 0.5809% | 2.458% | 13.54% | 100% |  | 5.036% | 1.091% | 0.1674% | 0.2184% | 0.5598% | 2.059%
Service sector | Total | Total | 1990 - 1999 | 17.0819 | 17.0819 | 1.5614 | 0.086939 | 0.02665 | 0.041615 | 0.044822 | 0 | 0.077346 | 0.009593 | 0 | 0.31 | 2.05 | 0.2 | 0.32 | [64 empty] | 89.4433 | 46.7425 | 1.3547 | 92.1266 | 18.697 | 1.6257 | 1.551 | 0.072985 | 1.6015 | 0.029194 | 17.0819 | 32.5% | 7.76% | 14.24% | 1.575% | 4.609% | 39.32% | 100% |  | 2.174% | 0.5584% | 0.1499% | 0.4231% | 0.7748% | 4.511%
Service sector | Total | Total | 2000 - 2010 | 21.1182 | 21.1182 | 1.8597 | 0.13779 | 0.03252 | 0.065457 | 0.071866 | 0 | 0.12358 | 0.014213 | 0 | 0.27 | 1.61 | 0.17 | 0.25 | [64 empty] | 105.8537 | 47.2209 | 1.3927 | 109.0293 | 18.8884 | 1.6713 | 2.2649 | 0.087815 | 2.3378 | 0.035126 | 21.1182 | 38.89% | 17.89% | 10.71% | 0.9438% | 4.672% | 26.9% | 100% |  | 3.459% | 1.4% | 0.1564% | 0.321% | 0.9591% | 3.736%
Service sector | Total | Total | Post 2010 | 8.2519 | 8.2519 | 0.88524 | 0.04774 | 0.0094117 | 0.022473 | 0.024952 | 0 | 0.04325 | 0.0044899 | 0 | 0.19 | 1.47 | 0.11 | 0.11 | [64 empty] | 97.6314 | 41.5062 | 1.3388 | 100.5603 | 16.6025 | 1.6065 | 0.8167 | 0.036743 | 0.84307 | 0.014697 | 8.2519 | 26.21% | 26.57% | 18.48% | 1.208% | 0.4831% | 27.05% | 100% |  | 1.561% | 1.589% | 0.2432% | 0.4524% | 0.09808% | 2.988%
Service sector | Offices | Offices |  |  |  |  | 0.52723 | 0.06 | 0.2575 | 0.26973 | 0
Service sector | Offices | Offices | Before 1945 | 3.8071 | 3.8071 | 0.37427 | 0.037575 | 0.0042761 | 0.018352 | 0.019223 | 0 | 0.033686 | 0.003889 | 0 | 1.2 | 2.6 | 0.5 | 0.8 | [64 empty] | 224.866 | 46.6996 | 1.3867 | 231.612 | 18.6798 | 1.664 | 0.86136 | 0.017478 | 0.88809 | 0.0069913
Service sector | Offices | Offices | 1945 - 1969 | 11.3713 | 11.3713 | 0.9291 | 0.11223 | 0.012772 | 0.054815 | 0.057419 | 0 | 0.10062 | 0.011616 | 0 | 0.99 | 2.51 | 0.57 | 0.84 | [64 empty] | 193.7243 | 43.4306 | 1.3867 | 199.5361 | 17.3722 | 1.664 | 2.2187 | 0.040351 | 2.2879 | 0.016141
Service sector | Offices | Offices | 1970 - 1979 | 9.3681 | 9.3681 | 0.78217 | 0.092462 | 0.010522 | 0.045159 | 0.047304 | 0 | 0.082892 | 0.0095698 | 0 | 0.62 | 2.51 | 0.28 | 0.58 | [64 empty] | 162.5827 | 43.8649 | 1.3867 | 167.4601 | 17.546 | 1.664 | 1.5361 | 0.03431 | 1.5844 | 0.013724
Service sector | Offices | Offices | 1980 - 1989 | 12.946 | 12.946 | 1.0446 | 0.12778 | 0.014541 | 0.062405 | 0.06537 | 0 | 0.11455 | 0.013225 | 0 | 0.35 | 2.49 | 0.23 | 0.4 | [64 empty] | 168.0385 | 40.3557 | 1.3867 | 173.0796 | 16.1423 | 1.664 | 2.1934 | 0.042156 | 2.2622 | 0.016862
Service sector | Offices | Offices | 1990 - 1999 | 5.5511 | 5.5511 | 0.5 | 0.054789 | 0.0062351 | 0.026759 | 0.02803 | 0 | 0.049118 | 0.0056706 | 0 | 0.31 | 2.05 | 0.2 | 0.32 | [64 empty] | 147.3064 | 36.8465 | 1.3867 | 151.7256 | 14.7386 | 1.664 | 0.82541 | 0.018423 | 0.85149 | 0.0073694
Service sector | Offices | Offices | 2000 - 2010 | 8.2121 | 8.2121 | 0.69737 | 0.081052 | 0.0092239 | 0.039586 | 0.041466 | 0 | 0.072663 | 0.0083889 | 0 | 0.27 | 1.61 | 0.17 | 0.25 | [64 empty] | 143.8802 | 33.5303 | 1.3867 | 148.1966 | 13.4121 | 1.664 | 1.1929 | 0.023383 | 1.2307 | 0.0093533
Service sector | Offices | Offices | Post 2010 | 2.1626 | 2.1626 | 0.25366 | 0.021345 | 0.0024291 | 0.010425 | 0.01092 | 0 | 0.019136 | 0.0022092 | 0 | 0.19 | 1.47 | 0.11 | 0.11 | [64 empty] | 130.8299 | 33.1666 | 1.3867 | 134.7548 | 13.2666 | 1.664 | 0.28594 | 0.0084129 | 0.29503 | 0.0033652
Service sector | Trade | Trade |  |  |  |  | 0.14568 | 0.015 | 0.064826 | 0.080851 | 0
Service sector | Trade | Trade | Before 1945 | 0.99661 | 0.99661 | 0.11623 | 0.0098364 | 0.0010128 | 0.0043772 | 0.0054592 | 0 | 0.0090987 | 0.00073773 | 0 | 1.2 | 2.6 | 0.5 | 0.8 | [64 empty] | 268.3814 | 46.6996 | 1.6351 | 276.4329 | 18.6798 | 1.9621 | 0.2691 | 0.0054278 | 0.27745 | 0.0021711
Service sector | Trade | Trade | 1945 - 1969 | 1.7441 | 1.7441 | 0.17105 | 0.017214 | 0.0017725 | 0.0076601 | 0.0095536 | 0 | 0.015923 | 0.001291 | 0 | 0.99 | 2.51 | 0.57 | 0.84 | [64 empty] | 238.3964 | 58.3744 | 1.6351 | 245.5483 | 23.3498 | 1.9621 | 0.41863 | 0.0099852 | 0.43168 | 0.0039941
Service sector | Trade | Trade | 1970 - 1979 | 2.0929 | 2.0929 | 0.19664 | 0.020656 | 0.0021269 | 0.0091921 | 0.011464 | 0 | 0.019107 | 0.0015492 | 0 | 0.62 | 2.51 | 0.28 | 0.58 | [64 empty] | 208.4113 | 58.9582 | 1.6351 | 214.6637 | 23.5833 | 1.9621 | 0.4396 | 0.011593 | 0.45337 | 0.0046374
Service sector | Trade | Trade | 1980 - 1989 | 2.6311 | 2.6311 | 0.23611 | 0.025968 | 0.0026739 | 0.011556 | 0.014412 | 0 | 0.024021 | 0.0019476 | 0 | 0.35 | 2.49 | 0.23 | 0.4 | [64 empty] | 228.2704 | 63.6748 | 1.6351 | 235.1185 | 25.4699 | 1.9621 | 0.60489 | 0.015034 | 0.62377 | 0.0060138
Service sector | Trade | Trade | 1990 - 1999 | 1.3255 | 1.3255 | 0.14035 | 0.013082 | 0.0013471 | 0.0058217 | 0.0072608 | 0 | 0.012101 | 0.00098118 | 0 | 0.31 | 2.05 | 0.2 | 0.32 | [64 empty] | 203.1738 | 68.3915 | 1.6351 | 209.269 | 27.3566 | 1.9621 | 0.27147 | 0.0095989 | 0.27999 | 0.0038396
Service sector | Trade | Trade | 2000 - 2010 | 3.7772 | 3.7772 | 0.32018 | 0.03728 | 0.0038386 | 0.01659 | 0.02069 | 0 | 0.034484 | 0.002796 | 0 | 0.27 | 1.61 | 0.17 | 0.25 | [64 empty] | 187.6793 | 69.0754 | 1.6351 | 193.3097 | 27.6302 | 1.9621 | 0.71507 | 0.022116 | 0.73757 | 0.0088466
Service sector | Trade | Trade | Post 2010 | 2.1925 | 2.1925 | 0.20395 | 0.02164 | 0.0022282 | 0.0096299 | 0.01201 | 0 | 0.020017 | 0.001623 | 0 | 0.19 | 1.47 | 0.11 | 0.11 | [64 empty] | 182.3763 | 46.6996 | 1.6351 | 187.8476 | 18.6798 | 1.9621 | 0.40345 | 0.0095243 | 0.41617 | 0.0038097
Service sector | Education | Education |  |  |  |  | 0.018 | 0.018 | 0.013658 | 0 | 0
Service sector | Education | Education | Before 1945 | 4.3652 | 4.3652 | 0.36331 | 0.0037312 | 0.0037312 | 0.0028312 | 0 | 0 | 0.0034513 | 0.00027984 | 0 | 1.2 | 2.6 | 0.5 | 0.8 | [64 empty] | 165.7688 | 46.6996 | 0.60021 | 170.7419 | 18.6798 | 0.72026 | 0.72623 | 0.016966 | 0.74846 | 0.0067865
Service sector | Education | Education | 1945 - 1969 | 3.6177 | 3.6177 | 0.30848 | 0.0030923 | 0.0030923 | 0.0023464 | 0 | 0 | 0.0028604 | 0.00023192 | 0 | 0.99 | 2.51 | 0.57 | 0.84 | [64 empty] | 135.3692 | 50.9025 | 0.60021 | 139.4302 | 20.361 | 0.72026 | 0.4919 | 0.015703 | 0.50702 | 0.006281
Service sector | Education | Education | 1970 - 1979 | 3.827 | 3.827 | 0.32383 | 0.0032712 | 0.0032712 | 0.0024822 | 0 | 0 | 0.0030258 | 0.00024534 | 0 | 0.62 | 2.51 | 0.28 | 0.58 | [64 empty] | 104.9695 | 51.4115 | 0.60021 | 108.1186 | 20.5646 | 0.72026 | 0.40401 | 0.016649 | 0.41652 | 0.0066595
Service sector | Education | Education | 1980 - 1989 | 3.0297 | 3.0297 | 0.26535 | 0.0025897 | 0.0025897 | 0.0019651 | 0 | 0 | 0.0023955 | 0.00019423 | 0 | 0.35 | 2.49 | 0.23 | 0.4 | [64 empty] | 104.533 | 44.471 | 0.60021 | 107.669 | 17.7884 | 0.72026 | 0.31852 | 0.011801 | 0.32839 | 0.0047202
Service sector | Education | Education | 1990 - 1999 | 2.4317 | 2.4317 | 0.22149 | 0.0020786 | 0.0020786 | 0.0015772 | 0 | 0 | 0.0019227 | 0.00015589 | 0 | 0.31 | 2.05 | 0.2 | 0.32 | [64 empty] | 85.1104 | 37.5304 | 0.60021 | 87.6637 | 15.0122 | 0.72026 | 0.20843 | 0.0083127 | 0.21493 | 0.0033251
Service sector | Education | Education | 2000 - 2010 | 2.2623 | 2.2623 | 0.20907 | 0.0019337 | 0.0019337 | 0.0014673 | 0 | 0 | 0.0017887 | 0.00014503 | 0 | 0.27 | 1.61 | 0.17 | 0.25 | [64 empty] | 67.2154 | 42.7847 | 0.60021 | 69.2318 | 17.1139 | 0.72026 | 0.15342 | 0.0089448 | 0.15825 | 0.0035779
Service sector | Education | Education | Post 2010 | 1.5248 | 1.5248 | 0.15497 | 0.0013034 | 0.0013034 | 0.00098899 | 0 | 0 | 0.0012056 | 9.7752e-05 | 0 | 0.19 | 1.47 | 0.11 | 0.11 | [64 empty] | 56.9148 | 38.8004 | 0.60021 | 58.6223 | 15.5202 | 0.72026 | 0.0877 | 0.006013 | 0.090486 | 0.0024052
Service sector | Health | Health |  |  |  |  | 0.002 | 0.002 | 0.0010484 | 0.0009516 | 0
Service sector | Health | Health | Before 1945 | 0.41858 | 0.41858 | 0.073831 | 0.00059574 | 0.00059574 | 0.00031229 | 0.00028346 | 0 | 0.00055106 | 4.4681e-05 | 0 | 1.2 | 2.6 | 0.5 | 0.8 | [64 empty] | 250.9665 | 46.6996 | 3.7876 | 258.4955 | 18.6798 | 4.5451 | 0.10663 | 0.0034479 | 0.1101 | 0.0013792
Service sector | Health | Health | 1945 - 1969 | 0.27905 | 0.27905 | 0.063597 | 0.00039716 | 0.00039716 | 0.00020819 | 0.00018897 | 0 | 0.00036738 | 2.9787e-05 | 0 | 0.99 | 2.51 | 0.57 | 0.84 | [64 empty] | 230.2345 | 43.4306 | 3.7876 | 237.1415 | 17.3722 | 4.5451 | 0.065304 | 0.0027621 | 0.067443 | 0.0011048
Service sector | Health | Health | 1970 - 1979 | 0.0099661 | 0.0099661 | 0.04386 | 1.4184e-05 | 1.4184e-05 | 7.4355e-06 | 6.7489e-06 | 0 | 1.3121e-05 | 1.0638e-06 | 0 | 0.62 | 2.51 | 0.28 | 0.58 | [64 empty] | 209.5025 | 43.6477 | 3.7876 | 215.7876 | 17.4591 | 4.5451 | 0.0021257 | 0.0019144 | 0.0021959 | 0.00076576
Service sector | Health | Health | 1980 - 1989 | 0.12956 | 0.12956 | 0.052632 | 0.0001844 | 0.0001844 | 9.6661e-05 | 8.7736e-05 | 0 | 0.00017057 | 1.383e-05 | 0 | 0.35 | 2.49 | 0.23 | 0.4 | [64 empty] | 216.9224 | 43.8649 | 3.7876 | 223.43 | 17.546 | 4.5451 | 0.028595 | 0.0023087 | 0.029536 | 0.00092348
Service sector | Health | Health | 1990 - 1999 | 0.26909 | 0.26909 | 0.062866 | 0.00038298 | 0.00038298 | 0.00020076 | 0.00018222 | 0 | 0.00035426 | 2.8723e-05 | 0 | 0.31 | 2.05 | 0.2 | 0.32 | [64 empty] | 200.1185 | 33.776 | 3.7876 | 206.1221 | 13.5104 | 4.5451 | 0.054868 | 0.0021234 | 0.056687 | 0.00084934
Service sector | Health | Health | 2000 - 2010 | 0.19932 | 0.19932 | 0.057749 | 0.00028369 | 0.00028369 | 0.00014871 | 0.00013498 | 0 | 0.00026241 | 2.1277e-05 | 0 | 0.27 | 1.61 | 0.17 | 0.25 | [64 empty] | 207.9749 | 38.1668 | 3.7876 | 214.2141 | 15.2667 | 4.5451 | 0.042209 | 0.0022041 | 0.043604 | 0.00088164
Service sector | Health | Health | Post 2010 | 0.099661 | 0.099661 | 0.019737 | 0.00014184 | 0.00014184 | 7.4355e-05 | 6.7489e-05 | 0 | 0.00013121 | 1.0638e-05 | 0 | 0.19 | 1.47 | 0.11 | 0.11 | [64 empty] | 196.5395 | 35.2135 | 3.7876 | 202.4357 | 14.0854 | 4.5451 | 0.019965 | 0.00069501 | 0.020628 | 0.000278
Service sector | Hotels and Restaurants | Hotels and Restaurants |  |  |  |  | 0.026213 | 0.026213 | 0.012538 | 0.013675 | 0
Service sector | Hotels and Restaurants | Hotels and Restaurants | Before 1945 | 0.089695 | 0.089695 | 0.049708 | 0.00089362 | 0.00089362 | 0.00042742 | 0.0004662 | 0 | 0.00074528 | 0.00014834 | 0 | 1.2 | 2.6 | 0.5 | 0.8 | [64 empty] | 180.9141 | 46.6996 | 1.8834 | 186.3416 | 18.6798 | 2.2601 | 0.016396 | 0.0023213 | 0.016917 | 0.00092854
Service sector | Hotels and Restaurants | Hotels and Restaurants | 1945 - 1969 | 0.10963 | 0.10963 | 0.05117 | 0.0010922 | 0.0010922 | 0.0005224 | 0.0005698 | 0 | 0.00091089 | 0.0001813 | 0 | 0.99 | 2.51 | 0.57 | 0.84 | [64 empty] | 157.9998 | 45.2986 | 1.8834 | 162.7398 | 18.1194 | 2.2601 | 0.017528 | 0.0023179 | 0.018088 | 0.00092717
Service sector | Hotels and Restaurants | Hotels and Restaurants | 1970 - 1979 | 0.069763 | 0.069763 | 0.048246 | 0.00069504 | 0.00069504 | 0.00033244 | 0.0003626 | 0 | 0.00057966 | 0.00011538 | 0 | 0.62 | 2.51 | 0.28 | 0.58 | [64 empty] | 135.0855 | 45.5251 | 1.8834 | 139.138 | 18.21 | 2.2601 | 0.0095553 | 0.0021964 | 0.0098643 | 0.00087856
Service sector | Hotels and Restaurants | Hotels and Restaurants | 1980 - 1989 | 0.54814 | 0.54814 | 0.083334 | 0.005461 | 0.005461 | 0.002612 | 0.002849 | 0 | 0.0045545 | 0.00090652 | 0 | 0.35 | 2.49 | 0.23 | 0.4 | [64 empty] | 143.16 | 45.7516 | 1.8834 | 147.4548 | 18.3006 | 2.2601 | 0.079504 | 0.0038127 | 0.082064 | 0.0015251
Service sector | Hotels and Restaurants | Hotels and Restaurants | 1990 - 1999 | 0.78732 | 0.78732 | 0.10088 | 0.007844 | 0.007844 | 0.0037518 | 0.0040922 | 0 | 0.0065419 | 0.0013021 | 0 | 0.31 | 2.05 | 0.2 | 0.32 | [64 empty] | 124.3921 | 35.2287 | 1.8834 | 128.1239 | 14.0915 | 2.2601 | 0.09942 | 0.0035538 | 0.10265 | 0.0014215
Service sector | Hotels and Restaurants | Hotels and Restaurants | 2000 - 2010 | 0.98665 | 0.98665 | 0.1155 | 0.0098298 | 0.0098298 | 0.0047016 | 0.0051282 | 0 | 0.008198 | 0.0016317 | 0 | 0.27 | 1.61 | 0.17 | 0.25 | [64 empty] | 114.5717 | 39.8084 | 1.8834 | 118.0088 | 15.9234 | 2.2601 | 0.1149 | 0.0045978 | 0.11866 | 0.0018391
Service sector | Hotels and Restaurants | Hotels and Restaurants | Post 2010 | 0.039864 | 0.039864 | 0.046053 | 0.00039716 | 0.00039716 | 0.00018996 | 0.0002072 | 0 | 0.00033123 | 6.5929e-05 | 0 | 0.19 | 1.47 | 0.11 | 0.11 | [64 empty] | 107.6101 | 36.7039 | 1.8834 | 110.8384 | 14.6815 | 2.2601 | 0.0043649 | 0.0016903 | 0.0045086 | 0.00067613
Service sector | Other non-residential buildings | Other non-residential buildings |  |  |  |  | 0.039 | 0.039 | 0.0156 | 0.0234 | 0
Service sector | Other non-residential buildings | Other non-residential buildings | Before 1945 | 5.5113 | 5.5113 | 0.44737 | 0.007189 | 0.007189 | 0.0028756 | 0.0043134 | 0 | 0.0059956 | 0.0011934 | 0 | 1.2 | 2.6 | 0.5 | 0.8 | [64 empty] | 132.7286 | 46.6996 | 1.3867 | 136.7104 | 18.6798 | 1.664 | 0.73914 | 0.020892 | 0.76262 | 0.0083568
Service sector | Other non-residential buildings | Other non-residential buildings | 1945 - 1969 | 4.2755 | 4.2755 | 0.35673 | 0.005577 | 0.005577 | 0.0022308 | 0.0033462 | 0 | 0.0046512 | 0.00092578 | 0 | 0.99 | 2.51 | 0.57 | 0.84 | [64 empty] | 88.2966 | 48.4533 | 1.3867 | 90.9455 | 19.3813 | 1.664 | 0.38344 | 0.017285 | 0.39595 | 0.0069139
Service sector | Other non-residential buildings | Other non-residential buildings | 1970 - 1979 | 2.4616 | 2.4616 | 0.22369 | 0.003211 | 0.003211 | 0.0012844 | 0.0019266 | 0 | 0.002678 | 0.00053303 | 0 | 0.62 | 2.51 | 0.28 | 0.58 | [64 empty] | 43.8646 | 50.207 | 1.3867 | 45.1805 | 20.0828 | 1.664 | 0.11139 | 0.011231 | 0.11531 | 0.0044922
Service sector | Other non-residential buildings | Other non-residential buildings | 1980 - 1989 | 3.0197 | 3.0197 | 0.26462 | 0.003939 | 0.003939 | 0.0015756 | 0.0023634 | 0 | 0.0032851 | 0.00065387 | 0 | 0.35 | 2.49 | 0.23 | 0.4 | [64 empty] | 28.5884 | 53.7045 | 1.3867 | 29.446 | 21.4818 | 1.664 | 0.090517 | 0.014211 | 0.093944 | 0.0056846
Service sector | Other non-residential buildings | Other non-residential buildings | 1990 - 1999 | 6.7172 | 6.7172 | 0.53582 | 0.008762 | 0.008762 | 0.0035048 | 0.0052572 | 0 | 0.0073075 | 0.0014545 | 0 | 0.31 | 2.05 | 0.2 | 0.32 | [64 empty] | 12.221 | 55.8527 | 1.3867 | 12.5876 | 22.3411 | 1.664 | 0.091405 | 0.029927 | 0.095731 | 0.011971
Service sector | Other non-residential buildings | Other non-residential buildings | 2000 - 2010 | 5.6807 | 5.6807 | 0.4598 | 0.00741 | 0.00741 | 0.002964 | 0.004446 | 0 | 0.0061799 | 0.0012301 | 0 | 0.27 | 1.61 | 0.17 | 0.25 | [64 empty] | 6.7652 | 55.8527 | 1.3867 | 6.9681 | 22.3411 | 1.664 | 0.046308 | 0.025681 | 0.049037 | 0.010272
Service sector | Other non-residential buildings | Other non-residential buildings | Post 2010 | 2.2324 | 2.2324 | 0.20687 | 0.002912 | 0.002912 | 0.0011648 | 0.0017472 | 0 | 0.0024286 | 0.00048339 | 0 | 0.19 | 1.47 | 0.11 | 0.11 | [64 empty] | 5.4558 | 46.6996 | 1.3867 | 5.6195 | 18.6798 | 1.664 | 0.015275 | 0.0096609 | 0.01626 | 0.0038644
0.039
24.34%
Estimated
Note on U2: TABULA, TABULA WebTool, 2017 http://webtool.building-typology.eu/#bm
Note on AF2: TABULA, TABULA WebTool, 2017 http://webtool.building-typology.eu/#bm
Note on AN2: TABULA, TABULA WebTool, 2017 http://webtool.building-typology.eu/#bm
Note on AU2: TABULA, TABULA WebTool, 2017 http://webtool.building-typology.eu/#bm
Note on BD2: SPezzutto: TABULA, TABULA WebTool, 2017 http://webtool.building-typology.eu/#bm
Note on BR2: SPezzutto: TABULA, TABULA WebTool, 2017 http://webtool.building-typology.eu/#bm
Note on BT2: SPezzutto: TABULA, TABULA WebTool, 2017 http://webtool.building-typology.eu/#bm
Following information have been retrieved by experts questioning and relate to Northern Europe (Denmark, Finland, Sweden, Estonia, Latvia and Llithuania).
OFFICES
Construction materials:
Walls: in the majority of the cases BRICKS were used and INSULATION is present only in few cases.
Windows: about 50% of the frames are made of SYNTHETIC/PVC material and the other 50% of ALUMINIUM. LOW-EMITTANCE GLASS is present only in few cases.
Roofs: in the majority of the cases CONCRETE and BRICKS were used and INSULATION is most times not present.
Floors: in the majority of the cases CONCRETE was used and INSULATION is present only in few cases.
Construction methodologies:
Walls: the most common methodology is HONEYCOMB BRICKS/HOLLOW BLOCK WALL.
Windows: DOUBLE GLAZING is the most common.
Roofs: FLAT ROOF is the most common.
Floors: CONCRETE SLAB is the most common.
TRADE
Construction materials:
Walls: in the majority of the cases BRICKS were used and INSULATION is present only in few cases.
Windows: about 50% of the frames are made of SYNTHETIC/PVC material and the other 50% of ALUMINIUM. LOW-EMITTANCE GLASS is present only in few cases.
Roofs: in the majority of the cases CONCRETE and BRICKS were used and INSULATION is most times not present.
Floors: in the majority of the cases CONCRETE was used and INSULATION is present only in few cases.
Construction methodologies:
Walls: the most common methodology is HONEYCOMB BRICKS/HOLLOW BLOCK WALL.
Windows: SINGLE AND DOUBLE GLAZING are the most common.
Roofs: FLAT ROOF is the most common.
Floors: CONCRETE SLAB is the most common.
EDUCATION
Construction materials:
Walls: in the majority of the cases BRICKS and CONCRETE were used and INSULATION is present only in few cases.
Windows: about 50% of the frames are made of SYNTHETIC/PVC material and the other 50% of ALUMINIUM. LOW-EMITTANCE GLASS is present only in few cases.
Roofs: in the majority of the cases CONCRETE and BRICKS were used and INSULATION is most times not present.
Floors: in the majority of the cases CONCRETE was used and INSULATION is present only in few cases.
Construction methodologies:
Walls: the most common methodology is HONEYCOMB BRICKS/HOLLOW BLOCK WALL.
Windows: DOUBLE GLAZING is the most common.
Roofs: FLAT ROOF is the most common.
Floors: CONCRETE SLAB is the most common.
HEALTH
Construction materials:
Walls: in the majority of the cases BRICKS were used and INSULATION is present only in few cases.
Windows: about 50% of the frames are made of SYNTHETIC/PVC material and the other 50% of ALUMINIUM. LOW-EMITTANCE GLASS is present only in few cases.
Roofs: in the majority of the cases CONCRETE ans BRICKS were used and INSULATION is most times not present.
Floors: in the majority of the cases CONCRETE was used and INSULATION is present only in few cases.
Construction methodologies:
Walls: the most common methodology is HONEYCOMB BRICKS/HOLLOW BLOCK WALL.
Windows: SINGLE AND DOUBLE GLAZING are the most common.
Roofs: FLAT ROOF is the most common.
Floors: CONCRETE SLAB is the most common.
HOTELS AND RESTAURANTS
Construction materials:
Walls: in the majority of the cases BRICKS were used and INSULATION is present only in few cases.
Windows: about 50% of the frames are made of SYNTHETIC/PVC material and the other 50% of ALUMINIUM. LOW-EMITTANCE GLASS is present only in few cases.
Roofs: in the majority of the cases CONCRETE ans BRICKS were used and INSULATION is most times not present.
Floors: in the majority of the cases CONCRETE was used and INSULATION is present only in few cases.
Construction methodologies:
Walls: the most common methodology is HONEYCOMB BRICKS/HOLLOW BLOCK WALL.
Windows: DOUBLE GLAZING are the most common.
Roofs: FLAT ROOF is the most common.
Floors: CONCRETE SLAB is the most common.
OTHER NON RESIDENTIAL BUILDINGS
Construction materials:
Walls: in the majority of the cases BRICKS were used and INSULATION is present only in few cases.
Windows: about 50% of the frames are made of SYNTHETIC/PVC material and the other 50% of ALUMINIUM. LOW-EMITTANCE GLASS is present only in few cases.
Roofs: in the majority of the cases CONCRETE ans BRICKS were used and INSULATION is most times not present.
Floors: in the majority of the cases CONCRETE was used and INSULATION is present only in few cases.
Construction methodologies:
Walls: the most common methodology is HONEYCOMB BRICKS/HOLLOW BLOCK WALL.
Windows: SINGLE AND DOUBLE GLAZING are the most common.
Roofs: FLAT ROOF is the most common.
Floors: CONCRETE SLAB is the most common.
Following information have been retrieved by experts questioning and relate to Northern Europe (Denmark, Finland, Sweden, Estonia, Latvia and Llithuania).
OFFICES
Space heating:
The most common technologies are:
- condensing boiler, central, gas
- district heating
- heat pumps, electricity.
Space cooling:
Not present in most of the cases.
DHW:
The most common technologies are:
- condensing boiler, central, gas
- district heating
- heat pumps, electricity.
TRADE
Space heating:
The most common technologies are:
- condensing boiler, central, gas
- district heating
- heat pumps, electricity.
Space cooling:
Not present in most of the cases.
DHW:
The most common technologies are:
- condensing boiler, central, gas
- district heating
- heat pumps, electricity.
EDUCATION
Space heating:
The most common technologies are:
- condensing boiler, central, gas
- district heating
- heat pumps, electricity.
Space cooling:
Not present in most of the cases.
DHW:
The most common technologies are:
- condensing boiler, central, gas
- district heating
- heat pumps, electricity.
HEALTH
Space heating:
The most common technologies are:
- condensing boiler, central, gas
- district heating
- heat pumps, electricity.
Space cooling:
Present in most of the cases.
DHW:
The most common technologies are:
- condensing boiler, central, gas
- district heating
- heat pumps, electricity.
HOTELS AND RESTAURANTS
Space heating:
The most common technologies are:
- condensing boiler, central, gas
- district heating
- heat pumps, electricity.
Space cooling:
Not present in most of the cases.
DHW:
The most common technologies are:
- condensing boiler, central, gas
- district heating
- heat pumps, electricity.
OTHER NON RESIDENTIAL BUILDINGS
Space heating:
The most common technologies are:
- condensing boiler, central, gas
- district heating
- heat pumps, electricity.
Space cooling:
Not present in most of the cases.
DHW:
The most common technologies are:
- condensing boiler, central, gas
- district heating
- heat pumps, electricity.

## Estonia
[19 empty] | WALLS | [10 empty] | WINDOWS | [7 empty] | ROOF | [6 empty] | FLOOR | [8 empty] | SPACE HEATING | [13 empty] | SPACE COOLING |  | DHW
|  |  |  | Area |  |  |  |  | Tenure/ownership status and distribution |  |  | Occupancy |  |  | Construction features (U-values) |  |  |  | construction material |  |  |  | construction methodology | [6 empty] | construction material |  |  | construction methodology |  |  |  |  | construction material | [6 empty] | construction material |  |  |  | construction methodology |  |  |  |  | individual | central | district heating | boiler |  | combined | stove | electric heating | heat pump | fossil fuels |  |  | electricity | biomass | no space cooling | space cooling | individual | central | district heating | boiler |  | Combined | Solar collectors | heat pump | fossil fuels |  |  | electricity | biomass | Useful energy demand |  |  | Final energy consumption |  |  | Total useful energy demand |  | Total final energy consumption
Sector | Subsector | Building type | Buidling age class | Covered area: constructed [Mm²] | Covered area: heated [Mm²] | Covered area: cooled [Mm²] | Number of dwellings/units [Mil.] | Number of buildings [Mil.] | Owner occupied - dwellings/units [Mil.] | Private rented - dwellings/units [Mil.] | Social housing - dwellings/units [Mil.] | Occupied [Mil.] | Vacant [Mil.] | Secondary dwellings/ units and others [Mil.] | Walls | Windows | Roof | Floor | brick | concrete | wood | other | solid wall |  | cavity wall |  | honeycomb bricks / hollow blocks wall |  | other | wood | synthetic / pvc | aluminium | single glazing | double glazing |  | triple glazing |  | wood | concrete | concrete + bricks | tilted roof |  | flat roof |  | wood | concrete | concrete + bricks | other | concrete slab |  | wooden floor (rafters + boards) |  | other |  |  |  | non-condensing | condensing |  |  |  |  | solid | liquid | gas | [7 empty] | non-condensing | condensing |  |  |  | solid | liquid | gas |  |  | Space heating [kWh/m² year] | Space cooling [kWh/m² year] | Domestic hot water [kWh/m² year] | Space heating [kWh/m² year] | Space cooling [kWh/m² year] | Domestic hot water [kWh/m² year] | Space heating+Domestic hot water [TWh/year] | Space cooling [TWh/year] | Space heating+Domestic hot water [TWh/year] | Space cooling [TWh/year]
|  |  |  | 44.9336 | [19 empty] | insulation |  | insulation |  | insulation | [6 empty] | low-e |  | low-e |  |  |  |  | insulation |  | insulation | [5 empty] | insulation |  | insulation
Residential sector | Total | Total |  | 37.7024 |  |  | 0.83907 | 0.3035 | 0.68384 | 0.032724 | 0.1225 | 0.23265
Residential sector | Total | Total | Before 1945 | 12.4649 | 10.7902 | 0.10275 | 0.25617 | 0.079 | 0.20878 | 0.0099906 | 0.037401 | 0.20461 | 0.015882 | 0.035681 | 0.5 | 1.7 | 0.5 | 0.5 |  |  | 100% |  | 100% | [6 empty] | 100% |  |  | 100% |  |  |  |  | 100% |  |  | 100% |  |  |  |  | 100% |  |  | 100% | [5 empty] | Most widespread technology |  | Most widespread technology |  |  |  |  | Less widespread technology |  | Most widespread fuel |  |  |  | Most widespread technology |  |  | Most widespread technology |  | Most widespread technology |  |  |  | Less widespread technology |  | Widespread fuel | Widespread fuel | Less widespread fuel |  | 275.4057 | 18.5105 | 35.9157 | 357.2287 | 9.2552 | 57.1418 | 3.4194 | 0.001902 | 4.5668 | 0.000951 | 12.4649 | 81.73% | 6.617% | 11.65% | 100% |  | 0.2485% | 0.331% | 0.06589% | 0.2115%
Residential sector | Total | Total | 1945 - 1969 | 7.9607 | 6.8787 | 0.07098 | 0.19212 | 0.071 | 0.15658 | 0.0074928 | 0.02805 | 0.15886 | 0.011912 | 0.021356 | 0.35 | 1.4 | 0.35 | 0.35 |  |  | 100% |  | 100% | [6 empty] | 100% |  |  | 100% |  |  |  |  | 100% |  |  | 100% |  |  |  |  | 100% |  |  | 100% | [5 empty] | Most widespread technology |  | Most widespread technology |  |  |  |  | Less widespread technology |  | Most widespread fuel |  |  |  | Most widespread technology |  |  | Most widespread technology |  | Most widespread technology |  |  |  | Less widespread technology |  | Widespread fuel | Widespread fuel | Less widespread fuel |  | 208.0007 | 35.8156 | 36.7249 | 269.7977 | 17.9078 | 58.4293 | 1.7231 | 0.0025422 | 2.321 | 0.0012711 | 7.9607 | 71.4% | 4.346% | 24.26% | 100% |  | 0.1695% | 0.2232% | 0.06589% | 0.2398%
Residential sector | Total | Total | 1970 - 1979 | 3.2255 | 2.7667 | 0.041132 | 0.078951 | 0.047 | 0.064345 | 0.0030791 | 0.011527 | 0.054219 | 0.004895 | 0.019837 | 0.27 | 1.25 | 0.27 | 0.27 |  |  | 100% |  | 100% | [6 empty] | 100% |  |  |  | 100% |  |  |  | 100% |  |  | 100% |  |  |  |  | 100% |  |  | 100% | [5 empty] | Most widespread technology |  | Most widespread technology |  |  |  |  | Less widespread technology |  | Most widespread fuel |  |  |  | Most widespread technology |  |  | Most widespread technology |  | Most widespread technology |  |  |  | Less widespread technology |  | Widespread fuel | Widespread fuel | Less widespread fuel |  | 163.5221 | 35.2243 | 40.1452 | 212.1045 | 17.6121 | 63.8711 | 0.5819 | 0.0014488 | 0.79284 | 0.00072442 | 3.2255 | 29.41% | 45.13% | 25.46% | 100% |  | 0.09092% | 0.05444% | 0.02572% | 0.1193%
Residential sector | Total | Total | 1980 - 1989 | 2.8708 | 2.4586 | 0.038896 | 0.068176 | 0.03 | 0.055564 | 0.0026589 | 0.0099538 | 0.047556 | 0.0042269 | 0.016393 | 0.23 | 1.17 | 0.23 | 0.23 | 33.33% |  | 33.33% | 33.33% | 100% | [6 empty] | 100% |  |  |  | 100% |  |  |  | 100% |  |  | 100% |  |  |  |  | 100% |  |  | 100% | [5 empty] | Most widespread technology |  | Most widespread technology |  |  |  |  | Less widespread technology |  | Most widespread fuel |  |  |  | Most widespread technology |  |  | Most widespread technology |  | Most widespread technology |  |  |  | Less widespread technology |  | Widespread fuel | Widespread fuel | Less widespread fuel |  | 118.5584 | 23.9152 | 40.8558 | 153.782 | 11.9576 | 65.0015 | 0.40878 | 0.00093021 | 0.5647 | 0.0004651 | 2.8708 | 20.69% | 56.41% | 22.9% | 100% |  | 0.0891% | 0.0385% | 0.1304% | 0.1215%
Residential sector | Total | Total | 1990 - 1999 | 4.4465 | 3.8269 | 0.038428 | 0.097059 | 0.0287 | 0.079103 | 0.0037853 | 0.014171 | 0.071903 | 0.0060176 | 0.019138 | 0.21 | 1.13 | 0.21 | 0.21 | 33.33% |  | 33.33% | 33.33% | 100% | [6 empty] | 100% |  |  |  | 100% |  |  |  | 100% |  |  | 100% |  |  |  |  | 100% |  |  | 100% | [5 empty] | Most widespread technology |  | Most widespread technology |  |  |  |  | Less widespread technology |  | Most widespread fuel |  |  |  | Most widespread technology |  |  | Most widespread technology |  | Most widespread technology |  |  |  | Less widespread technology |  | Widespread fuel | Widespread fuel | Less widespread fuel |  | 82.1399 | 17.8676 | 41.589 | 106.5437 | 8.9338 | 66.1681 | 0.49927 | 0.00068662 | 0.70195 | 0.00034331 | 4.4465 | 11.69% | 72.17% | 16.14% | 100% |  | 0.1536% | 0.04104% | 0.1423% | 0.173%
Residential sector | Total | Total | 2000 - 2010 | 4.3392 | 3.7338 | 0.037752 | 0.097734 | 0.0261 | 0.079654 | 0.0038116 | 0.014269 | 0.073949 | 0.0060595 | 0.017726 | 0.205 | 1.11 | 0.205 | 0.205 | 33.33% |  | 33.33% | 33.33% | 100% | [6 empty] | 100% | [5 empty] | 100% |  | 100% |  |  | 100% |  |  |  |  | 100% |  |  | 100% | [5 empty] | Most widespread technology |  | Most widespread technology |  |  |  |  | Less widespread technology |  | Most widespread fuel |  |  |  | Most widespread technology |  |  | Most widespread technology |  | Most widespread technology |  |  |  | Less widespread technology |  | Widespread fuel | Widespread fuel | Less widespread fuel |  | 116.892 | 21.1279 | 41.7668 | 151.6206 | 10.564 | 66.451 | 0.61768 | 0.00079762 | 0.85446 | 0.00039881 | 4.3392 | 9.506% | 71.91% | 18.59% | 100% |  | 0.131% | 0.02568% | 0.2643% | 0.1717%
Residential sector | Total | Total | Post 2010 | 2.3947 | 2.0451 | 0.025495 | 0.048854 | 0.0217 | 0.039816 | 0.0019053 | 0.0071326 | 0.031363 | 0.0021094 | 0.015382 | 0.2 | 1.1 | 0.2 | 0.2 | 33.33% |  | 33.33% | 33.33% | 100% | [6 empty] | 100% | [5 empty] | 100% |  | 100% |  |  | 100% |  |  |  |  | 100% |  |  | 100% | [5 empty] | Most widespread technology |  | Most widespread technology |  |  |  |  | Less widespread technology |  | Most widespread fuel |  |  |  | Most widespread technology |  |  | Most widespread technology |  | Most widespread technology |  |  |  | Less widespread technology |  | Widespread fuel | Widespread fuel | Less widespread fuel |  | 129.8686 | 15.0574 | 38.8088 | 168.4526 | 7.5287 | 61.7448 | 0.35853 | 0.00038388 | 0.49237 | 0.00019194 | 2.3947 | 45.82% | 43.06% | 11.12% | 100% |  | 0.1015% | 0.1184% | 0.2525% | 0.126%
Residential sector | Single family- Terraced houses | Single family- Terraced houses |  |  |  |  | 0.4041 | 0.183 | 0.32934 | 0.01576 | 0.058999
Residential sector | Single family- Terraced houses | Single family- Terraced houses | Before 1945 | 10.1881 | 8.8358 | 0.078 | 0.19881 | 0.065 | 0.16203 | 0.0077534 | 0.029026 | 0.16 | 0.012326 | 0.026479 | 0.5 | 1.7 | 0.5 | 0.5 |  |  | 100% |  | 100% | [6 empty] | 100% |  |  | 100% |  |  |  |  | 100% |  |  | 100% |  |  |  |  | 100% |  |  | 100% | [5 empty] | Most widespread technology |  | Most widespread technology |  |  |  |  | Less widespread technology |  | Most widespread fuel |  |  |  | Most widespread technology |  |  | Most widespread technology |  | Most widespread technology |  |  |  | Less widespread technology |  | Widespread fuel | Widespread fuel | Less widespread fuel |  | 291.75 | 18.52 | 34.435 | 378.4289 | 9.26 | 54.7861 | 2.9287 | 0.0014446 | 3.9019 | 0.00072228
Residential sector | Single family- Terraced houses | Single family- Terraced houses | 1945 - 1969 | 5.6839 | 4.9244 | 0.046228 | 0.12937 | 0.06 | 0.10544 | 0.0050455 | 0.018888 | 0.11 | 0.008021 | 0.01135 | 0.35 | 1.4 | 0.35 | 0.35 |  |  | 100% |  | 100% | [6 empty] | 100% |  |  | 100% |  |  |  |  | 100% |  |  | 100% |  |  |  |  | 100% |  |  | 100% | [5 empty] | Most widespread technology |  | Most widespread technology |  |  |  |  | Less widespread technology |  | Most widespread fuel |  |  |  | Most widespread technology |  |  | Most widespread technology |  | Most widespread technology |  |  |  | Less widespread technology |  | Widespread fuel | Widespread fuel | Less widespread fuel |  | 236.4274 | 38.03 | 34.395 | 306.6699 | 19.015 | 54.7224 | 1.3598 | 0.0017581 | 1.8212 | 0.00087903
Residential sector | Single family- Terraced houses | Single family- Terraced houses | 1970 - 1979 | 0.94869 | 0.81234 | 0.01638 | 0.021943 | 0.02 | 0.017883 | 0.00085576 | 0.0032036 | 0.01 | 0.0013604 | 0.010582 | 0.27 | 1.25 | 0.27 | 0.27 |  |  | 100% |  | 100% | [6 empty] | 100% |  |  |  | 100% |  |  |  | 100% |  |  | 100% |  |  |  |  | 100% |  |  | 100% | [5 empty] | Most widespread technology |  | Most widespread technology |  |  |  |  | Less widespread technology |  | Most widespread fuel |  |  |  | Most widespread technology |  |  | Most widespread technology |  | Most widespread technology |  |  |  | Less widespread technology |  | Widespread fuel | Widespread fuel | Less widespread fuel |  | 245.5632 | 44.8919 | 34.395 | 318.52 | 22.446 | 54.7224 | 0.23211 | 0.00073533 | 0.31066 | 0.00036766
Residential sector | Single family- Terraced houses | Single family- Terraced houses | 1980 - 1989 | 0.59396 | 0.5043 | 0.014144 | 0.013281 | 0.01 | 0.010824 | 0.00051796 | 0.001939 | 0.005 | 0.00082343 | 0.0074577 | 0.23 | 1.17 | 0.23 | 0.23 | 33.33% |  | 33.33% | 33.33% | 100% | [6 empty] | 100% |  |  |  | 100% |  |  |  | 100% |  |  | 100% |  |  |  |  | 100% |  |  | 100% | [5 empty] | Most widespread technology |  | Most widespread technology |  |  |  |  | Less widespread technology |  | Most widespread fuel |  |  |  | Most widespread technology |  |  | Most widespread technology |  | Most widespread technology |  |  |  | Less widespread technology |  | Widespread fuel | Widespread fuel | Less widespread fuel |  | 190.3634 | 39.056 | 34.395 | 246.9204 | 19.528 | 54.7224 | 0.11643 | 0.00055241 | 0.15702 | 0.0002762
Residential sector | Single family- Terraced houses | Single family- Terraced houses | 1990 - 1999 | 0.51972 | 0.43982 | 0.013676 | 0.010685 | 0.01 | 0.0087082 | 0.00041671 | 0.00156 | 0.005 | 0.00066246 | 0.0050224 | 0.21 | 1.13 | 0.21 | 0.21 | 33.33% |  | 33.33% | 33.33% | 100% | [6 empty] | 100% |  |  |  | 100% |  |  |  | 100% |  |  | 100% |  |  |  |  | 100% |  |  | 100% | [5 empty] | Most widespread technology |  | Most widespread technology |  |  |  |  | Less widespread technology |  | Most widespread fuel |  |  |  | Most widespread technology |  |  | Most widespread technology |  | Most widespread technology |  |  |  | Less widespread technology |  | Widespread fuel | Widespread fuel | Less widespread fuel |  | 173.8112 | 36.7126 | 34.395 | 225.4505 | 18.3563 | 54.7224 | 0.094322 | 0.00050208 | 0.1276 | 0.00025104
Residential sector | Single family- Terraced houses | Single family- Terraced houses | 2000 - 2010 | 0.41247 | 0.34669 | 0.013 | 0.0087349 | 0.008 | 0.0071189 | 0.00034066 | 0.0012753 | 0.005 | 0.00054156 | 0.0031933 | 0.205 | 1.11 | 0.205 | 0.205 | 33.33% |  | 33.33% | 33.33% | 100% | [6 empty] | 100% | [5 empty] | 100% |  | 100% |  |  | 100% |  |  |  |  | 100% |  |  | 100% | [5 empty] | Most widespread technology |  | Most widespread technology |  |  |  |  | Less widespread technology |  | Most widespread fuel |  |  |  | Most widespread technology |  |  | Most widespread technology |  | Most widespread technology |  |  |  | Less widespread technology |  | Widespread fuel | Widespread fuel | Less widespread fuel |  | 227.3172 | 51.0305 | 34.395 | 294.8532 | 25.5153 | 54.7224 | 0.092996 | 0.0006634 | 0.12479 | 0.0003317
Residential sector | Single family- Terraced houses | Single family- Terraced houses | Post 2010 | 1.0972 | 0.94129 | 0.006916 | 0.021282 | 0.01 | 0.017345 | 0.00083002 | 0.0031072 | 0.01 | 0.0004 | 0.010882 | 0.2 | 1.1 | 0.2 | 0.2 | 33.33% |  | 33.33% | 33.33% | 100% | [6 empty] | 100% | [5 empty] | 100% |  | 100% |  |  | 100% |  |  |  |  | 100% |  |  | 100% | [5 empty] | Most widespread technology |  | Most widespread technology |  |  |  |  | Less widespread technology |  | Most widespread fuel |  |  |  | Most widespread technology |  |  | Most widespread technology |  | Most widespread technology |  |  |  | Less widespread technology |  | Widespread fuel | Widespread fuel | Less widespread fuel |  | 192.3138 | 18.468 | 34.395 | 249.4502 | 9.234 | 54.7224 | 0.21876 | 0.00012772 | 0.29485 | 6.3862e-05
Residential sector | Multifamily houses | Multifamily houses |  |  |  |  | 0.2459 | 0.0738 | 0.20041 | 0.00959 | 0.035901 | 0.23265
Residential sector | Multifamily houses | Multifamily houses | Before 1945 | 0.82477 | 0.70473 | 0.0051989 | 0.016094 | 0.004 | 0.013117 | 0.00062767 | 0.0023498 | 0.012443 | 0.00099784 | 0.0026538 | 0.5 | 1.7 | 0.5 | 0.5 |  |  | 100% |  | 100% | [6 empty] | 100% |  |  | 100% |  |  |  |  | 100% |  |  | 100% |  |  |  |  | 100% |  |  | 100% | [5 empty] | Most widespread technology |  | Most widespread technology |  |  |  |  | Less widespread technology |  | Most widespread fuel |  |  |  | Most widespread technology |  |  | Most widespread technology |  | Most widespread technology |  |  |  | Less widespread technology |  | Widespread fuel | Widespread fuel | Less widespread fuel |  | 202.2708 | 18.468 | 42.5412 | 262.3654 | 9.234 | 67.683 | 0.17763 | 9.6013e-05 | 0.24072 | 4.8007e-05
Residential sector | Multifamily houses | Multifamily houses | 1945 - 1969 | 0.34595 | 0.28892 | 0.0021807 | 0.0078741 | 0.001 | 0.0064174 | 0.00030709 | 0.0011496 | 0.0060876 | 0.0004882 | 0.0012984 | 0.35 | 1.4 | 0.35 | 0.35 |  |  | 100% |  | 100% | [6 empty] | 100% |  |  | 100% |  |  |  |  | 100% |  |  | 100% |  |  |  |  | 100% |  |  | 100% | [5 empty] | Most widespread technology |  | Most widespread technology |  |  |  |  | Less widespread technology |  | Most widespread fuel |  |  |  | Most widespread technology |  |  | Most widespread technology |  | Most widespread technology |  |  |  | Less widespread technology |  | Widespread fuel | Widespread fuel | Less widespread fuel |  | 137.037 | 30.2875 | 42.5412 | 177.7507 | 15.1437 | 67.683 | 0.05431 | 6.6047e-05 | 0.074771 | 3.3023e-05
Residential sector | Multifamily houses | Multifamily houses | 1970 - 1979 | 1.4556 | 1.2525 | 0.0091751 | 0.033667 | 0.022 | 0.027438 | 0.001313 | 0.0049153 | 0.026028 | 0.0020873 | 0.0055514 | 0.27 | 1.25 | 0.27 | 0.27 |  |  | 100% |  | 100% | [6 empty] | 100% |  |  |  | 100% |  |  |  | 100% |  |  | 100% |  |  |  |  | 100% |  |  | 100% | [5 empty] | Most widespread technology |  | Most widespread technology |  |  |  |  | Less widespread technology |  | Most widespread fuel |  |  |  | Most widespread technology |  |  | Most widespread technology |  | Most widespread technology |  |  |  | Less widespread technology |  | Widespread fuel | Widespread fuel | Less widespread fuel |  | 129.3383 | 31.1961 | 42.5412 | 167.7647 | 15.598 | 67.683 | 0.22392 | 0.00028623 | 0.30865 | 0.00014311
Residential sector | Multifamily houses | Multifamily houses | 1980 - 1989 | 1.6195 | 1.3949 | 0.010208 | 0.036213 | 0.01 | 0.029513 | 0.0014123 | 0.005287 | 0.027996 | 0.0022452 | 0.0059712 | 0.23 | 1.17 | 0.23 | 0.23 | 33.33% |  | 33.33% | 33.33% | 100% | [6 empty] | 100% |  |  |  | 100% |  |  |  | 100% |  |  | 100% |  |  |  |  | 100% |  |  | 100% | [5 empty] | Most widespread technology |  | Most widespread technology |  |  |  |  | Less widespread technology |  | Most widespread fuel |  |  |  | Most widespread technology |  |  | Most widespread technology |  | Most widespread technology |  |  |  | Less widespread technology |  | Widespread fuel | Widespread fuel | Less widespread fuel |  | 99.8266 | 19.9655 | 42.5412 | 129.4851 | 9.9827 | 67.683 | 0.20814 | 0.00020382 | 0.29023 | 0.00010191
Residential sector | Multifamily houses | Multifamily houses | 1990 - 1999 | 3.209 | 2.7752 | 0.020228 | 0.065973 | 0.0137 | 0.053768 | 0.002573 | 0.0096321 | 0.051005 | 0.0040904 | 0.010878 | 0.21 | 1.13 | 0.21 | 0.21 | 33.33% |  | 33.33% | 33.33% | 100% | [6 empty] | 100% |  |  |  | 100% |  |  |  | 100% |  |  | 100% |  |  |  |  | 100% |  |  | 100% | [5 empty] | Most widespread technology |  | Most widespread technology |  |  |  |  | Less widespread technology |  | Most widespread fuel |  |  |  | Most widespread technology |  |  | Most widespread technology |  | Most widespread technology |  |  |  | Less widespread technology |  | Widespread fuel | Widespread fuel | Less widespread fuel |  | 70.0069 | 15.3734 | 42.5412 | 90.806 | 7.6867 | 67.683 | 0.33079 | 0.00031097 | 0.46919 | 0.00015548
Residential sector | Multifamily houses | Multifamily houses | 2000 - 2010 | 3.1201 | 2.698 | 0.019668 | 0.066075 | 0.0131 | 0.053851 | 0.0025769 | 0.0096469 | 0.051083 | 0.0040966 | 0.010895 | 0.205 | 1.11 | 0.205 | 0.205 | 33.33% |  | 33.33% | 33.33% | 100% | [6 empty] | 100% | [5 empty] | 100% |  | 100% |  |  | 100% |  |  |  |  | 100% |  |  | 100% | [5 empty] | Most widespread technology |  | Most widespread technology |  |  |  |  | Less widespread technology |  | Most widespread fuel |  |  |  | Most widespread technology |  |  | Most widespread technology |  | Most widespread technology |  |  |  | Less widespread technology |  | Widespread fuel | Widespread fuel | Less widespread fuel |  | 105.2927 | 17.9869 | 42.5412 | 136.5751 | 8.9935 | 67.683 | 0.41682 | 0.00035376 | 0.57966 | 0.00017688
Residential sector | Multifamily houses | Multifamily houses | Post 2010 | 1.0312 | 0.88398 | 0.0169 | 0.020002 | 0.01 | 0.016302 | 0.00078009 | 0.0029203 | 0.015464 | 0.0012401 | 0.0032982 | 0.2 | 1.1 | 0.2 | 0.2 | 33.33% |  | 33.33% | 33.33% | 100% | [6 empty] | 100% | [5 empty] | 100% |  | 100% |  |  | 100% |  |  |  |  | 100% |  |  | 100% | [5 empty] | Most widespread technology |  | Most widespread technology |  |  |  |  | Less widespread technology |  | Most widespread fuel |  |  |  | Most widespread technology |  |  | Most widespread technology |  | Most widespread technology |  |  |  | Less widespread technology |  | Widespread fuel | Widespread fuel | Less widespread fuel |  | 77.0641 | 12.1735 | 42.5412 | 99.9598 | 6.0867 | 67.683 | 0.11199 | 0.00020573 | 0.15816 | 0.00010287
| Appartment blocks | Appartment blocks |  | 2.0639 |  |  | 0.18907 | 0.0467 | 0.15409 | 0.0073736 | 0.027604 | 0.14735
Residential sector | Appartment blocks | Appartment blocks | Before 1945 | 1.4521 | 1.2495 | 0.019553 | 0.04127 | 0.01 | 0.033635 | 0.0016095 | 0.0060254 | 0.032163 | 0.0025587 | 0.0065482 | 0.5 | 1.7 | 0.5 | 0.5 |  |  | 100% |  | 100% | [6 empty] | 100% |  |  | 100% |  |  |  |  | 100% |  |  | 100% |  |  |  |  | 100% |  |  | 100% | [5 empty] | Most widespread technology |  | Most widespread technology |  |  |  |  | Less widespread technology |  | Most widespread fuel |  |  |  | Most widespread technology |  |  | Most widespread technology |  | Most widespread technology |  |  |  | Less widespread technology |  | Widespread fuel | Widespread fuel | Less widespread fuel |  | 202.2708 | 18.468 | 42.5412 | 262.3654 | 9.234 | 67.683 | 0.31451 | 0.00036111 | 0.4261 | 0.00018055
Residential sector | Appartment blocks | Appartment blocks | 1945 - 1969 | 1.9309 | 1.6653 | 0.022571 | 0.054879 | 0.01 | 0.044726 | 0.0021403 | 0.0080123 | 0.042769 | 0.0034025 | 0.0087075 | 0.35 | 1.4 | 0.35 | 0.35 |  |  | 100% |  | 100% | [6 empty] | 100% |  |  | 100% |  |  |  |  | 100% |  |  | 100% |  |  |  |  | 100% |  |  | 100% | [5 empty] | Most widespread technology |  | Most widespread technology |  |  |  |  | Less widespread technology |  | Most widespread fuel |  |  |  | Most widespread technology |  |  | Most widespread technology |  | Most widespread technology |  |  |  | Less widespread technology |  | Widespread fuel | Widespread fuel | Less widespread fuel |  | 137.037 | 30.2875 | 42.5412 | 177.7507 | 15.1437 | 67.683 | 0.31035 | 0.00068363 | 0.4267 | 0.00034181
Residential sector | Appartment blocks | Appartment blocks | 1970 - 1979 | 0.82128 | 0.7017 | 0.015577 | 0.023342 | 0.005 | 0.019024 | 0.00091033 | 0.0034079 | 0.018191 | 0.0014472 | 0.0037036 | 0.27 | 1.25 | 0.27 | 0.27 |  |  | 100% |  | 100% | [6 empty] | 100% |  |  |  | 100% |  |  |  | 100% |  |  | 100% |  |  |  |  | 100% |  |  | 100% | [5 empty] | Most widespread technology |  | Most widespread technology |  |  |  |  | Less widespread technology |  | Most widespread fuel |  |  |  | Most widespread technology |  |  | Most widespread technology |  | Most widespread technology |  |  |  | Less widespread technology |  | Widespread fuel | Widespread fuel | Less widespread fuel |  | 129.3383 | 31.1961 | 42.5412 | 167.7647 | 15.598 | 67.683 | 0.12569 | 0.00048594 | 0.17331 | 0.00024297
Residential sector | Appartment blocks | Appartment blocks | 1980 - 1989 | 0.65735 | 0.55934 | 0.014544 | 0.018683 | 0.01 | 0.015226 | 0.00072863 | 0.0027277 | 0.01456 | 0.0011583 | 0.0029643 | 0.23 | 1.17 | 0.23 | 0.23 | 33.33% |  | 33.33% | 33.33% | 100% | [6 empty] | 100% |  |  |  | 100% |  |  |  | 100% |  |  | 100% |  |  |  |  | 100% |  |  | 100% | [5 empty] | Most widespread technology |  | Most widespread technology |  |  |  |  | Less widespread technology |  | Most widespread fuel |  |  |  | Most widespread technology |  |  | Most widespread technology |  | Most widespread technology |  |  |  | Less widespread technology |  | Widespread fuel | Widespread fuel | Less widespread fuel |  | 99.8266 | 19.9655 | 42.5412 | 129.4851 | 9.9827 | 67.683 | 0.083802 | 0.00029037 | 0.11692 | 0.00014518
Residential sector | Appartment blocks | Appartment blocks | 1990 - 1999 | 0.71778 | 0.61182 | 0.0045245 | 0.0204 | 0.005 | 0.016626 | 0.00079561 | 0.0029784 | 0.015899 | 0.0012648 | 0.0032368 | 0.21 | 1.13 | 0.21 | 0.21 | 33.33% |  | 33.33% | 33.33% | 100% | [6 empty] | 100% |  |  |  | 100% |  |  |  | 100% |  |  | 100% |  |  |  |  | 100% |  |  | 100% | [5 empty] | Most widespread technology |  | Most widespread technology |  |  |  |  | Less widespread technology |  | Most widespread fuel |  |  |  | Most widespread technology |  |  | Most widespread technology |  | Most widespread technology |  |  |  | Less widespread technology |  | Widespread fuel | Widespread fuel | Less widespread fuel |  | 70.0069 | 15.3734 | 42.5412 | 90.806 | 7.6867 | 67.683 | 0.073367 | 6.9557e-05 | 0.10414 | 3.4778e-05
Residential sector | Appartment blocks | Appartment blocks | 2000 - 2010 | 0.80661 | 0.68896 | 0.0050844 | 0.022925 | 0.005 | 0.018684 | 0.00089408 | 0.0033471 | 0.017866 | 0.0014214 | 0.0036374 | 0.205 | 1.11 | 0.205 | 0.205 | 33.33% |  | 33.33% | 33.33% | 100% | [6 empty] | 100% | [5 empty] | 100% |  | 100% |  |  | 100% |  |  |  |  | 100% |  |  | 100% | [5 empty] | Most widespread technology |  | Most widespread technology |  |  |  |  | Less widespread technology |  | Most widespread fuel |  |  |  | Most widespread technology |  |  | Most widespread technology |  | Most widespread technology |  |  |  | Less widespread technology |  | Widespread fuel | Widespread fuel | Less widespread fuel |  | 105.2927 | 17.9869 | 42.5412 | 136.5751 | 8.9935 | 67.683 | 0.10686 | 9.1453e-05 | 0.14869 | 4.5727e-05
Residential sector | Appartment blocks | Appartment blocks | Post 2010 | 0.26631 | 0.21976 | 0.0016787 | 0.0075689 | 0.0017 | 0.0061686 | 0.00029519 | 0.0011051 | 0.0058987 | 0.00046927 | 0.0012009 | 0.2 | 1.1 | 0.2 | 0.2 | 33.33% |  | 33.33% | 33.33% | 100% | [6 empty] | 100% | [5 empty] | 100% |  | 100% |  |  | 100% |  |  |  |  | 100% |  |  | 100% | [5 empty] | Most widespread technology |  | Most widespread technology |  |  |  |  | Less widespread technology |  | Most widespread fuel |  |  |  | Most widespread technology |  |  | Most widespread technology |  | Most widespread technology |  |  |  | Less widespread technology |  | Widespread fuel | Widespread fuel | Less widespread fuel |  | 77.0641 | 12.1735 | 42.5412 | 99.9598 | 6.0867 | 67.683 | 0.028265 | 2.0435e-05 | 0.039992 | 1.0218e-05
Service sector | Total | Total |  |  |  |  | 0.77003 | 0.037048 | 0.36397 | 0.40582 | 0
Service sector | Total | Total | Before 1945 | 18.113 | 18.113 | 0.22154 | 0.13365 | 0.0060765 | 0.063337 | 0.070273 | 0 | 0.12104 | 0.01261 | 0 | 0.5 | 1.8 | 0.4 | 0.4 | [64 empty] | 141.6965 | 56.7651 | 3.8951 | 215.3787 | 22.7061 | 7.7901 | 2.6371 | 0.022576 | 3.7423 | 0.01503 | 18.113 | 27.94% | 14.41% | 15.03% | 11.87% | 12.2% | 18.55% | 100% |  | 1.203% | 0.6468% | 0.008395% | 1.923% | 1.441% | 1.312%
Service sector | Total | Total | 1945 - 1969 | 15.27 | 15.27 | 0.11749 | 0.10096 | 0.0052075 | 0.047536 | 0.053388 | 0 | 0.091622 | 0.0093355 | 0 | 0.4 | 1.4 | 0.3 | 0.3 | [64 empty] | 150.7874 | 57.046 | 4.0374 | 229.1968 | 22.8184 | 8.0749 | 2.3642 | 0.0067021 | 3.6231 | 0.0026808 | 15.27 | 22.27% | 15.59% | 14.54% | 13.82% | 13.56% | 20.24% | 100% |  | 0.8086% | 1.101% | 0.003169% | 3.045% | 1.724% | 1.808%
Service sector | Total | Total | 1970 - 1979 | 15.835 | 15.835 | 0.13816 | 0.12115 | 0.005275 | 0.057562 | 0.063551 | 0 | 0.10962 | 0.011527 | 0 | 0.3 | 1.2 | 0.25 | 0.25 | [64 empty] | 145.2954 | 60.2305 | 3.9835 | 220.849 | 24.0922 | 7.9671 | 2.3638 | 0.0083218 | 3.6233 | 0.0033287 | 15.835 | 30.25% | 13.67% | 14.02% | 13.04% | 12.85% | 16.17% | 100% |  | 2.414% | 1.726% | 0.006483% | 5.699% | 3.235% | 2.486%
Service sector | Total | Total | 1980 - 1989 | 16.105 | 16.105 | 0.14805 | 0.12562 | 0.0053308 | 0.05976 | 0.065823 | 0 | 0.11363 | 0.011993 | -1.9082e-17 | 0.25 | 1.1 | 0.225 | 0.225 | [64 empty] | 127.1476 | 56.6912 | 3.9405 | 193.2643 | 22.6765 | 7.881 | 2.1112 | 0.008393 | 3.2394 | 0.0033572 | 16.105 | 31.42% | 13.38% | 15.21% | 12.76% | 12.57% | 14.65% | 100% |  | 1.968% | 0.8938% | 0.01016% | 3.465% | 2.068% | 1.609%
Service sector | Total | Total | 1990 - 1999 | 15.88 | 15.88 | 0.13981 | 0.12399 | 0.0053535 | 0.058921 | 0.065037 | 0 | 0.11219 | 0.011805 | 0 | 0.2 | 1 | 0.2 | 0.2 | [64 empty] | 110.1388 | 52.0533 | 3.9842 | 167.411 | 20.8213 | 7.9685 | 1.8123 | 0.0072777 | 2.785 | 0.0029111 | 15.88 | 30.98% | 13.85% | 13.1% | 12.72% | 12.91% | 16.44% | 100% |  | 1.927% | 0.9269% | 0.001734% | 3.176% | 2.018% | 1.753%
Service sector | Total | Total | 2000 - 2010 | 14.09 | 14.09 | 0.077226 | 0.083032 | 0.0049313 | 0.038762 | 0.044238 | 0 | 0.07556 | 0.0074719 | -9.541e-18 | 0.15 | 0.9 | 0.17 | 0.17 | [64 empty] | 100.7373 | 52.155 | 4.0958 | 153.1207 | 20.862 | 8.1916 | 1.4771 | 0.0040277 | 2.2729 | 0.0016111 | 14.09 | 16.61% | 17.03% | 14.66% | 14.44% | 14.98% | 22.29% | 100% |  | 0.9855% | 0.8897% | 0.001506% | 3.278% | 2.051% | 2.065%
Service sector | Total | Total | Post 2010 | 13.87 | 13.87 | 0.066246 | 0.081637 | 0.0048739 | 0.038097 | 0.043509 | 0 | 0.0743 | 0.0073365 | 0 | 0.1 | 0.81 | 0.15 | 0.15 | [64 empty] | 94.424 | 44.8358 | 4.1044 | 143.5244 | 17.9343 | 8.2088 | 1.3666 | 0.0029702 | 2.1045 | 0.0011881 | 13.87 | 16.44% | 17.16% | 14.82% | 14.6% | 15.14% | 21.85% | 100% |  | 1.645% | 1.725% | 0.002585% | 9.193% | 5.167% | 4.055%
Service sector | Offices | Offices |  |  |  |  | 0.48014 | 0.008 | 0.2345 | 0.24564 | 0
Service sector | Offices | Offices | Before 1945 | 5.06 | 5.06 | 0.11163 | 0.087236 | 0.0014535 | 0.042606 | 0.04463 | 0 | 0.078207 | 0.0090289 | 0 | 0.5 | 1.8 | 0.4 | 0.4 | [64 empty] | 180.8096 | 73.1351 | 3.2738 | 274.8306 | 29.2541 | 6.5476 | 0.93146 | 0.0081641 | 1.1238 | 0.013266
Service sector | Offices | Offices | 1945 - 1969 | 3.4 | 3.4 | 0.050874 | 0.058617 | 0.00097666 | 0.028629 | 0.029988 | 0 | 0.05255 | 0.0060669 | 0 | 0.4 | 1.4 | 0.3 | 0.3 | [64 empty] | 149.1899 | 68.1363 | 3.2738 | 226.7686 | 27.2545 | 6.5476 | 0.51838 | 0.0034664 | 0.79328 | 0.0013865
Service sector | Offices | Offices | 1970 - 1979 | 4.79 | 4.79 | 0.10175 | 0.082581 | 0.0013759 | 0.040333 | 0.042248 | 0 | 0.074034 | 0.0085471 | 0 | 0.3 | 1.2 | 0.25 | 0.25 | [64 empty] | 147.54 | 68.6929 | 3.2738 | 224.2609 | 27.4772 | 6.5476 | 0.7224 | 0.0069894 | 1.1056 | 0.0027957
Service sector | Offices | Offices | 1980 - 1989 | 5.06 | 5.06 | 0.11163 | 0.087236 | 0.0014535 | 0.042606 | 0.04463 | 0 | 0.078207 | 0.0090289 | 0 | 0.25 | 1.1 | 0.225 | 0.225 | [64 empty] | 127.8838 | 63.1262 | 3.2738 | 194.3833 | 25.2505 | 6.5476 | 0.66366 | 0.0070468 | 1.0167 | 0.0028187
Service sector | Offices | Offices | 1990 - 1999 | 4.92 | 4.92 | 0.10651 | 0.084822 | 0.0014133 | 0.041427 | 0.043395 | 0 | 0.076043 | 0.0087791 | 0 | 0.2 | 1 | 0.2 | 0.2 | [64 empty] | 108.2275 | 57.5595 | 3.2738 | 164.5057 | 23.0238 | 6.5476 | 0.54859 | 0.0061304 | 0.84158 | 0.0024522
Service sector | Offices | Offices | 2000 - 2010 | 2.34 | 2.34 | 0.015006 | 0.040342 | 0.00067217 | 0.019703 | 0.020639 | 0 | 0.036167 | 0.0041754 | 0 | 0.15 | 0.9 | 0.17 | 0.17 | [64 empty] | 80.3504 | 52.5495 | 3.2738 | 122.1326 | 21.0198 | 6.5476 | 0.19568 | 0.00078856 | 0.30111 | 0.00031542
Service sector | Offices | Offices | Post 2010 | 2.28 | 2.28 | 0.009882 | 0.039308 | 0.00065494 | 0.019198 | 0.02011 | 0 | 0.03524 | 0.0040684 | 0 | 0.1 | 0.81 | 0.15 | 0.15 | [64 empty] | 79.5208 | 51.8593 | 3.2738 | 120.8716 | 20.7437 | 6.5476 | 0.18877 | 0.00051247 | 0.29052 | 0.00020499
Service sector | Trade | Trade |  |  |  |  | 0.28084 | 0.02 | 0.12498 | 0.15587 | 0
Service sector | Trade | Trade | Before 1945 | 2.61 | 2.61 | 0.02196 | 0.044997 | 0.0032044 | 0.020024 | 0.024973 | 0 | 0.041622 | 0.0033748 | -3.4694e-18 | 0.5 | 1.8 | 0.4 | 0.4 | [64 empty] | 200.1737 | 70.5411 | 3.8602 | 304.264 | 28.2164 | 7.7203 | 0.53253 | 0.0015491 | 0.81428 | 0.00061963
Service sector | Trade | Trade | 1945 - 1969 | 2.38 | 2.38 | 0.013542 | 0.041032 | 0.002922 | 0.018259 | 0.022773 | 0 | 0.037955 | 0.0030774 | 0 | 0.4 | 1.4 | 0.3 | 0.3 | [64 empty] | 203.1622 | 88.399 | 3.8602 | 308.8065 | 35.3596 | 7.7203 | 0.49271 | 0.0011971 | 0.75333 | 0.00047884
Service sector | Trade | Trade | 1970 - 1979 | 2.165 | 2.165 | 0.005673 | 0.037325 | 0.0026581 | 0.01661 | 0.020716 | 0 | 0.034526 | 0.0027994 | 0 | 0.3 | 1.2 | 0.25 | 0.25 | [64 empty] | 196.94 | 92.1843 | 3.8602 | 299.3489 | 36.8737 | 7.7203 | 0.43473 | 0.00052296 | 0.6648 | 0.00020918
Service sector | Trade | Trade | 1980 - 1989 | 2.155 | 2.155 | 0.005307 | 0.037153 | 0.0026458 | 0.016533 | 0.02062 | 0 | 0.034366 | 0.0027865 | 0 | 0.25 | 1.1 | 0.225 | 0.225 | [64 empty] | 181.3376 | 95.9697 | 3.8602 | 275.6331 | 38.3879 | 7.7203 | 0.3991 | 0.00050931 | 0.61063 | 0.00020372
Service sector | Trade | Trade | 1990 - 1999 | 2.2 | 2.2 | 0.006954 | 0.037929 | 0.002701 | 0.016878 | 0.02105 | 0 | 0.035084 | 0.0028446 | 0 | 0.2 | 1 | 0.2 | 0.2 | [64 empty] | 165.7351 | 102.9837 | 3.8602 | 251.9173 | 41.1935 | 7.7203 | 0.37311 | 0.00071615 | 0.5712 | 0.00028646
Service sector | Trade | Trade | 2000 - 2010 | 2.4 | 2.4 | 0.014274 | 0.041377 | 0.0029466 | 0.018413 | 0.022964 | 0 | 0.038273 | 0.0031033 | 0 | 0.15 | 0.9 | 0.17 | 0.17 | [64 empty] | 154.045 | 103.5404 | 3.8602 | 234.1484 | 41.4162 | 7.7203 | 0.37897 | 0.0014779 | 0.58048 | 0.00059117
Service sector | Trade | Trade | Post 2010 | 2.38 | 2.38 | 0.013542 | 0.041032 | 0.002922 | 0.018259 | 0.022773 | 0 | 0.037955 | 0.0030774 | 0 | 0.1 | 0.81 | 0.15 | 0.15 | [64 empty] | 148.8128 | 72.3669 | 3.8602 | 226.1954 | 28.9468 | 7.7203 | 0.36336 | 0.00097999 | 0.55672 | 0.000392
Service sector | Education | Education |  |  |  |  | 0.001 | 0.001 | 0.0007588 | 0 | 0
Service sector | Education | Education | Before 1945 | 2.723 | 2.723 | 0.026096 | 0.0001722 | 0.0001722 | 0.00013067 | 0 | 0 | 0.00015929 | 1.2915e-05 | 0 | 0.5 | 1.8 | 0.4 | 0.4 | [64 empty] | 114.8644 | 63.9612 | 1.417 | 174.5939 | 25.5845 | 2.834 | 0.31663 | 0.0016691 | 0.48314 | 0.00066765
Service sector | Education | Education | 1945 - 1969 | 2.22 | 2.22 | 0.007686 | 0.00014039 | 0.00014039 | 0.00010653 | 0 | 0 | 0.00012986 | 1.0529e-05 | 0 | 0.4 | 1.4 | 0.3 | 0.3 | [64 empty] | 105.7763 | 69.9176 | 1.417 | 160.78 | 27.967 | 2.834 | 0.23797 | 0.00053739 | 0.36322 | 0.00021495
Service sector | Education | Education | 1970 - 1979 | 2.22 | 2.22 | 0.007686 | 0.00014039 | 0.00014039 | 0.00010653 | 0 | 0 | 0.00012986 | 1.0529e-05 | 0 | 0.3 | 1.2 | 0.25 | 0.25 | [64 empty] | 100.5912 | 70.9196 | 1.417 | 152.8986 | 28.3678 | 2.834 | 0.22646 | 0.00054509 | 0.34573 | 0.00021804
Service sector | Education | Education | 1980 - 1989 | 2.45 | 2.45 | 0.016104 | 0.00015494 | 0.00015494 | 0.00011757 | 0 | 0 | 0.00014332 | 1.162e-05 | 0 | 0.25 | 1.1 | 0.225 | 0.225 | [64 empty] | 85.5072 | 61.2336 | 1.417 | 129.971 | 24.4934 | 2.834 | 0.21296 | 0.00098611 | 0.32537 | 0.00039444
Service sector | Education | Education | 1990 - 1999 | 2.08 | 2.08 | 0.002562 | 0.00013154 | 0.00013154 | 9.9811e-05 | 0 | 0 | 0.00012167 | 9.8653e-06 | 0 | 0.2 | 1 | 0.2 | 0.2 | [64 empty] | 70.4233 | 51.5475 | 1.417 | 107.0434 | 20.619 | 2.834 | 0.14943 | 0.00013206 | 0.22855 | 5.2826e-05
Service sector | Education | Education | 2000 - 2010 | 2.065 | 2.065 | 0.002013 | 0.00013059 | 0.00013059 | 9.9091e-05 | 0 | 0 | 0.00012079 | 9.7942e-06 | 0 | 0.15 | 0.9 | 0.17 | 0.17 | [64 empty] | 64.2011 | 58.5615 | 1.417 | 97.5857 | 23.4246 | 2.834 | 0.1355 | 0.00011788 | 0.20737 | 4.7154e-05
Service sector | Education | Education | Post 2010 | 2.055 | 2.055 | 0.001647 | 0.00012996 | 0.00012996 | 9.8611e-05 | 0 | 0 | 0.00012021 | 9.7467e-06 | 0 | 0.1 | 0.81 | 0.15 | 0.15 | [64 empty] | 58.243 | 53.173 | 1.417 | 88.5293 | 21.2692 | 2.834 | 0.1226 | 8.7576e-05 | 0.18775 | 3.503e-05
Service sector | Health | Health |  |  |  |  | 0.001 | 0.001 | 0.0005242 | 0.0004758 | 0
Service sector | Health | Health | Before 1945 | 2.15 | 2.15 | 0.005124 | 0.00014869 | 0.00014869 | 7.7941e-05 | 7.0745e-05 | 0 | 0.00013753 | 1.1151e-05 | 0 | 0.5 | 1.8 | 0.4 | 0.4 | [64 empty] | 113.752 | 66.0766 | 8.9419 | 172.903 | 26.4306 | 17.8838 | 0.26379 | 0.00033858 | 0.41019 | 0.00013543
Service sector | Health | Health | 1945 - 1969 | 2.11 | 2.11 | 0.00366 | 0.00014592 | 0.00014592 | 7.6491e-05 | 6.9429e-05 | 0 | 0.00013498 | 1.0944e-05 | 0 | 0.4 | 1.4 | 0.3 | 0.3 | [64 empty] | 169.5061 | 61.5676 | 8.9419 | 257.6492 | 24.627 | 17.8838 | 0.37653 | 0.00022534 | 0.58137 | 9.0135e-05
Service sector | Health | Health | 1970 - 1979 | 2.065 | 2.065 | 0.002013 | 0.00014281 | 0.00014281 | 7.486e-05 | 6.7948e-05 | 0 | 0.0001321 | 1.0711e-05 | 0 | 0.3 | 1.2 | 0.25 | 0.25 | [64 empty] | 164.7923 | 61.9016 | 8.9419 | 250.4843 | 24.7606 | 17.8838 | 0.35876 | 0.00012461 | 0.55418 | 4.9843e-05
Service sector | Health | Health | 1980 - 1989 | 2.055 | 2.055 | 0.001647 | 0.00014212 | 0.00014212 | 7.4497e-05 | 6.7619e-05 | 0 | 0.00013146 | 1.0659e-05 | 0 | 0.25 | 1.1 | 0.225 | 0.225 | [64 empty] | 145.3246 | 54.7762 | 8.9419 | 220.8934 | 21.9105 | 17.8838 | 0.31702 | 9.0216e-05 | 0.49069 | 3.6087e-05
Service sector | Health | Health | 1990 - 1999 | 2.02 | 2.02 | 0.000366 | 0.0001397 | 0.0001397 | 7.3228e-05 | 6.6467e-05 | 0 | 0.00012922 | 1.0477e-05 | 0 | 0.2 | 1 | 0.2 | 0.2 | [64 empty] | 125.8568 | 47.6508 | 8.9419 | 191.3024 | 19.0603 | 17.8838 | 0.27229 | 1.744e-05 | 0.42256 | 6.9761e-06
Service sector | Health | Health | 2000 - 2010 | 2.035 | 2.035 | 0.000915 | 0.00014073 | 0.00014073 | 7.3772e-05 | 6.6961e-05 | 0 | 0.00013018 | 1.0555e-05 | 0 | 0.15 | 0.9 | 0.17 | 0.17 | [64 empty] | 128.0252 | 53.7742 | 8.9419 | 194.5982 | 21.5097 | 17.8838 | 0.27873 | 4.9203e-05 | 0.4324 | 1.9681e-05
Service sector | Health | Health | Post 2010 | 2.025 | 2.025 | 0.000549 | 0.00014004 | 0.00014004 | 7.341e-05 | 6.6632e-05 | 0 | 0.00012954 | 1.0503e-05 | 0 | 0.1 | 0.81 | 0.15 | 0.15 | [64 empty] | 117.5889 | 49.5324 | 8.9419 | 178.7352 | 19.813 | 17.8838 | 0.25622 | 2.7193e-05 | 0.39815 | 1.0877e-05
Service sector | Hotels and Restaurants | Hotels and Restaurants |  |  |  |  | 0.0050484 | 0.0050484 | 0.0024147 | 0.0026338 | 0
Service sector | Hotels and Restaurants | Hotels and Restaurants | Before 1945 | 2.21 | 2.21 | 0.00732 | 0.00076418 | 0.00076418 | 0.00036551 | 0.00039867 | 0 | 0.00063732 | 0.00012685 | 0 | 0.5 | 1.8 | 0.4 | 0.4 | [64 empty] | 157.1938 | 63.438 | 4.4465 | 238.9346 | 25.3752 | 8.893 | 0.35723 | 0.00046437 | 0.5477 | 0.00018575
Service sector | Hotels and Restaurants | Hotels and Restaurants | 1945 - 1969 | 2.07 | 2.07 | 0.002196 | 0.00071577 | 0.00071577 | 0.00034235 | 0.00037342 | 0 | 0.00059695 | 0.00011882 | 0 | 0.4 | 1.4 | 0.3 | 0.3 | [64 empty] | 148.4828 | 61.5676 | 4.4465 | 225.6938 | 24.627 | 8.893 | 0.31656 | 0.0001352 | 0.48559 | 5.4081e-05
Service sector | Hotels and Restaurants | Hotels and Restaurants | 1970 - 1979 | 2.035 | 2.035 | 0.000915 | 0.00070367 | 0.00070367 | 0.00033656 | 0.0003671 | 0 | 0.00058686 | 0.00011681 | 0 | 0.3 | 1.2 | 0.25 | 0.25 | [64 empty] | 143.4862 | 61.9016 | 4.4465 | 218.0991 | 24.7606 | 8.893 | 0.30104 | 5.664e-05 | 0.46193 | 2.2656e-05
Service sector | Hotels and Restaurants | Hotels and Restaurants | 1980 - 1989 | 2.025 | 2.025 | 0.000549 | 0.00070021 | 0.00070021 | 0.00033491 | 0.0003653 | 0 | 0.00058397 | 0.00011623 | 0 | 0.25 | 1.1 | 0.225 | 0.225 | [64 empty] | 121.8973 | 54.7762 | 4.4465 | 185.2839 | 21.9105 | 8.893 | 0.25585 | 3.0072e-05 | 0.39321 | 1.2029e-05
Service sector | Hotels and Restaurants | Hotels and Restaurants | 1990 - 1999 | 2.05 | 2.05 | 0.001464 | 0.00070885 | 0.00070885 | 0.00033904 | 0.00036981 | 0 | 0.00059118 | 0.00011767 | 0 | 0.2 | 1 | 0.2 | 0.2 | [64 empty] | 100.3084 | 47.6508 | 4.4465 | 152.4687 | 19.0603 | 8.893 | 0.21475 | 6.9761e-05 | 0.33079 | 2.7904e-05
Service sector | Hotels and Restaurants | Hotels and Restaurants | 2000 - 2010 | 2.11 | 2.11 | 0.00366 | 0.0007296 | 0.0007296 | 0.00034897 | 0.00038063 | 0 | 0.00060849 | 0.00012111 | 0 | 0.15 | 0.9 | 0.17 | 0.17 | [64 empty] | 91.7294 | 53.7742 | 4.4465 | 139.4286 | 21.5097 | 8.893 | 0.20293 | 0.00019681 | 0.31296 | 7.8725e-05
Service sector | Hotels and Restaurants | Hotels and Restaurants | Post 2010 | 2.1 | 2.1 | 0.003294 | 0.00072614 | 0.00072614 | 0.00034731 | 0.00037883 | 0 | 0.0006056 | 0.00012054 | 0 | 0.1 | 0.81 | 0.15 | 0.15 | [64 empty] | 83.848 | 49.499 | 4.4465 | 127.449 | 19.7996 | 8.893 | 0.18542 | 0.00034442 | 0.28632 | 6.522e-05
Service sector | Other non-residential buildings | Other non-residential buildings |  |  |  |  | 0.002 | 0.002 | 0.0008 | 0.0012 | 0
Service sector | Other non-residential buildings | Other non-residential buildings | Before 1945 | 3.36 | 3.36 | 0.04941 | 0.0003335 | 0.0003335 | 0.0001334 | 0.0002001 | 0 | 0.00027814 | 5.5361e-05 | 0 | 0.5 | 1.8 | 0.4 | 0.4 | [64 empty] | 66.8031 | 5.2327 | 3.2738 | 101.5407 | 2.0931 | 6.5476 | 0.23546 | 0.00025855 | 0.36318 | 0.00010342
Service sector | Other non-residential buildings | Other non-residential buildings | 1945 - 1969 | 3.09 | 3.09 | 0.039528 | 0.0003067 | 0.0003067 | 0.00012268 | 0.00018402 | 0 | 0.00025579 | 5.0912e-05 | 0 | 0.4 | 1.4 | 0.3 | 0.3 | [64 empty] | 133.3046 | 5.3301 | 3.2738 | 202.6229 | 2.132 | 6.5476 | 0.42203 | 0.00021069 | 0.64634 | 8.4275e-05
Service sector | Other non-residential buildings | Other non-residential buildings | 1970 - 1979 | 2.56 | 2.56 | 0.02013 | 0.00025409 | 0.00025409 | 0.00010164 | 0.00015246 | 0 | 0.00021191 | 4.218e-05 | 0 | 0.3 | 1.2 | 0.25 | 0.25 | [64 empty] | 121.8973 | 5.4275 | 3.2738 | 185.2839 | 2.171 | 6.5476 | 0.32044 | 0.00010926 | 0.49109 | 4.3702e-05
Service sector | Other non-residential buildings | Other non-residential buildings | 1980 - 1989 | 2.36 | 2.36 | 0.01281 | 0.00023424 | 0.00023424 | 9.3697e-05 | 0.00014055 | 0 | 0.00019536 | 3.8884e-05 | 0 | 0.25 | 1.1 | 0.225 | 0.225 | [64 empty] | 107.9918 | 5.6224 | 3.2738 | 164.1475 | 2.2489 | 6.5476 | 0.26259 | 7.2022e-05 | 0.40284 | 2.8809e-05
Service sector | Other non-residential buildings | Other non-residential buildings | 1990 - 1999 | 2.61 | 2.61 | 0.02196 | 0.00025906 | 0.00025906 | 0.00010362 | 0.00015543 | 0 | 0.00021605 | 4.3003e-05 | 0 | 0.2 | 1 | 0.2 | 0.2 | [64 empty] | 94.0862 | 6.012 | 3.2738 | 143.0111 | 2.4048 | 6.5476 | 0.25411 | 0.00013202 | 0.39035 | 5.281e-05
Service sector | Other non-residential buildings | Other non-residential buildings | 2000 - 2010 | 3.14 | 3.14 | 0.041358 | 0.00031166 | 0.00031166 | 0.00012467 | 0.000187 | 0 | 0.00025993 | 5.1736e-05 | 0 | 0.15 | 0.9 | 0.17 | 0.17 | [64 empty] | 87.5813 | 6.2347 | 3.2738 | 133.1235 | 2.4939 | 6.5476 | 0.28528 | 0.00025785 | 0.43857 | 0.00010314
Service sector | Other non-residential buildings | Other non-residential buildings | Post 2010 | 3.03 | 3.03 | 0.037332 | 0.00030074 | 0.00030074 | 0.0001203 | 0.00018045 | 0 | 0.00025082 | 4.9924e-05 | 0 | 0.1 | 0.81 | 0.15 | 0.15 | [64 empty] | 79.304 | 5.9007 | 3.2738 | 120.542 | 2.3603 | 6.5476 | 0.25021 | 0.00022028 | 0.38508 | 8.8114e-05
0.002
5.398%
Estimated
Following information have been retrieved by experts questioning and relate to Northern Europe (Denmark, Finland, Sweden, Estonia, Latvia and Llithuania).
OFFICES
Construction materials:
Walls: in the majority of the cases BRICKS were used and INSULATION is present only in few cases.
Windows: about 50% of the frames are made of SYNTHETIC/PVC material and the other 50% of ALUMINIUM. LOW-EMITTANCE GLASS is present only in few cases.
Roofs: in the majority of the cases CONCRETE and BRICKS were used and INSULATION is most times not present.
Floors: in the majority of the cases CONCRETE was used and INSULATION is present only in few cases.
Construction methodologies:
Walls: the most common methodology is HONEYCOMB BRICKS/HOLLOW BLOCK WALL.
Windows: DOUBLE GLAZING is the most common.
Roofs: FLAT ROOF is the most common.
Floors: CONCRETE SLAB is the most common.
TRADE
Construction materials:
Walls: in the majority of the cases BRICKS were used and INSULATION is present only in few cases.
Windows: about 50% of the frames are made of SYNTHETIC/PVC material and the other 50% of ALUMINIUM. LOW-EMITTANCE GLASS is present only in few cases.
Roofs: in the majority of the cases CONCRETE and BRICKS were used and INSULATION is most times not present.
Floors: in the majority of the cases CONCRETE was used and INSULATION is present only in few cases.
Construction methodologies:
Walls: the most common methodology is HONEYCOMB BRICKS/HOLLOW BLOCK WALL.
Windows: SINGLE AND DOUBLE GLAZING are the most common.
Roofs: FLAT ROOF is the most common.
Floors: CONCRETE SLAB is the most common.
EDUCATION
Construction materials:
Walls: in the majority of the cases BRICKS and CONCRETE were used and INSULATION is present only in few cases.
Windows: about 50% of the frames are made of SYNTHETIC/PVC material and the other 50% of ALUMINIUM. LOW-EMITTANCE GLASS is present only in few cases.
Roofs: in the majority of the cases CONCRETE and BRICKS were used and INSULATION is most times not present.
Floors: in the majority of the cases CONCRETE was used and INSULATION is present only in few cases.
Construction methodologies:
Walls: the most common methodology is HONEYCOMB BRICKS/HOLLOW BLOCK WALL.
Windows: DOUBLE GLAZING is the most common.
Roofs: FLAT ROOF is the most common.
Floors: CONCRETE SLAB is the most common.
HEALTH
Construction materials:
Walls: in the majority of the cases BRICKS were used and INSULATION is present only in few cases.
Windows: about 50% of the frames are made of SYNTHETIC/PVC material and the other 50% of ALUMINIUM. LOW-EMITTANCE GLASS is present only in few cases.
Roofs: in the majority of the cases CONCRETE ans BRICKS were used and INSULATION is most times not present.
Floors: in the majority of the cases CONCRETE was used and INSULATION is present only in few cases.
Construction methodologies:
Walls: the most common methodology is HONEYCOMB BRICKS/HOLLOW BLOCK WALL.
Windows: SINGLE AND DOUBLE GLAZING are the most common.
Roofs: FLAT ROOF is the most common.
Floors: CONCRETE SLAB is the most common.
HOTELS AND RESTAURANTS
Construction materials:
Walls: in the majority of the cases BRICKS were used and INSULATION is present only in few cases.
Windows: about 50% of the frames are made of SYNTHETIC/PVC material and the other 50% of ALUMINIUM. LOW-EMITTANCE GLASS is present only in few cases.
Roofs: in the majority of the cases CONCRETE ans BRICKS were used and INSULATION is most times not present.
Floors: in the majority of the cases CONCRETE was used and INSULATION is present only in few cases.
Construction methodologies:
Walls: the most common methodology is HONEYCOMB BRICKS/HOLLOW BLOCK WALL.
Windows: DOUBLE GLAZING are the most common.
Roofs: FLAT ROOF is the most common.
Floors: CONCRETE SLAB is the most common.
OTHER NON RESIDENTIAL BUILDINGS
Construction materials:
Walls: in the majority of the cases BRICKS were used and INSULATION is present only in few cases.
Windows: about 50% of the frames are made of SYNTHETIC/PVC material and the other 50% of ALUMINIUM. LOW-EMITTANCE GLASS is present only in few cases.
Roofs: in the majority of the cases CONCRETE ans BRICKS were used and INSULATION is most times not present.
Floors: in the majority of the cases CONCRETE was used and INSULATION is present only in few cases.
Construction methodologies:
Walls: the most common methodology is HONEYCOMB BRICKS/HOLLOW BLOCK WALL.
Windows: SINGLE AND DOUBLE GLAZING are the most common.
Roofs: FLAT ROOF is the most common.
Floors: CONCRETE SLAB is the most common.
Following information have been retrieved by experts questioning and relate to Northern Europe (Denmark, Finland, Sweden, Estonia, Latvia and Llithuania).
OFFICES
Space heating:
The most common technologies are:
- condensing boiler, central, gas
- district heating
- heat pumps, electricity.
Space cooling:
Not present in most of the cases.
DHW:
The most common technologies are:
- condensing boiler, central, gas
- district heating
- heat pumps, electricity.
TRADE
Space heating:
The most common technologies are:
- condensing boiler, central, gas
- district heating
- heat pumps, electricity.
Space cooling:
Not present in most of the cases.
DHW:
The most common technologies are:
- condensing boiler, central, gas
- district heating
- heat pumps, electricity.
EDUCATION
Space heating:
The most common technologies are:
- condensing boiler, central, gas
- district heating
- heat pumps, electricity.
Space cooling:
Not present in most of the cases.
DHW:
The most common technologies are:
- condensing boiler, central, gas
- district heating
- heat pumps, electricity.
HEALTH
Space heating:
The most common technologies are:
- condensing boiler, central, gas
- district heating
- heat pumps, electricity.
Space cooling:
Present in most of the cases.
DHW:
The most common technologies are:
- condensing boiler, central, gas
- district heating
- heat pumps, electricity.
HOTELS AND RESTAURANTS
Space heating:
The most common technologies are:
- condensing boiler, central, gas
- district heating
- heat pumps, electricity.
Space cooling:
Not present in most of the cases.
DHW:
The most common technologies are:
- condensing boiler, central, gas
- district heating
- heat pumps, electricity.
OTHER NON RESIDENTIAL BUILDINGS
Space heating:
The most common technologies are:
- condensing boiler, central, gas
- district heating
- heat pumps, electricity.
Space cooling:
Not present in most of the cases.
DHW:
The most common technologies are:
- condensing boiler, central, gas
- district heating
- heat pumps, electricity.
Note on U2: TABULA, TABULA WebTool, 2017 http://webtool.building-typology.eu/#bm
Note on AF2: TABULA, TABULA WebTool, 2017 http://webtool.building-typology.eu/#bm
Note on AN2: TABULA, TABULA WebTool, 2017 http://webtool.building-typology.eu/#bm
Note on AU2: TABULA, TABULA WebTool, 2017 http://webtool.building-typology.eu/#bm
Note on BD2: SPezzutto: TABULA, TABULA WebTool, 2017 http://webtool.building-typology.eu/#bm
Note on BR2: SPezzutto: TABULA, TABULA WebTool, 2017 http://webtool.building-typology.eu/#bm
Note on BT2: SPezzutto: TABULA, TABULA WebTool, 2017 http://webtool.building-typology.eu/#bm

## Finland
[19 empty] | WALLS | [10 empty] | WINDOWS | [7 empty] | ROOF | [6 empty] | FLOOR | [8 empty] | SPACE HEATING | [13 empty] | SPACE COOLING |  | DHW
|  |  |  | Area |  |  |  |  | Tenure/ownership status and distribution |  |  | Occupancy |  |  | Construction features (U-values) |  |  |  | construction material |  |  |  | construction methodology | [6 empty] | construction material |  |  | construction methodology |  |  |  |  | construction material | [6 empty] | construction material |  |  |  | construction methodology |  |  |  |  | individual | central | district heating | boiler |  | combined | stove | electric heating | heat pump | fossil fuels |  |  | electricity | biomass | no space cooling | space cooling | individual | central | district heating | boiler |  | Combined | Solar collectors | heat pump | fossil fuels |  |  | electricity | biomass | Useful energy demand |  |  | Final energy consumption |  |  | Total useful energy demand |  | Total final energy consumption
Sector | Subsector | Building type | Buidling age class | Covered area: constructed [Mm²] | Covered area: heated [Mm²] | Covered area: cooled [Mm²] | Number of dwellings/units [Mil.] | Number of buildings [Mil.] | Owner occupied - dwellings/units [Mil.] | Private rented - dwellings/units [Mil.] | Social housing - dwellings/units [MIl.] | Occupied [Mil.] | Vacant [Mil.] | Secondary dwellings/ units and others [Mil.] | Walls | Windows | Roof | Floor | brick | concrete | wood | other | solid wall |  | cavity wall |  | honeycomb bricks / hollow blocks wall |  | other | wood | synthetic / pvc | aluminium | single glazing | double glazing |  | triple glazing |  | wood | concrete | concrete + bricks | tilted roof |  | flat roof |  | wood | concrete | concrete + bricks | other | concrete slab |  | wooden floor (rafters + boards) |  | other |  |  |  | non-condensing | condensing |  |  |  |  | solid | liquid | gas | [7 empty] | non-condensing | condensing |  |  |  | solid | liquid | gas |  |  | Space heating [kWh/m² year] | Space cooling [kWh/m² year] | Domestic hot water [kWh/m² year] | Space heating [kWh/m² year] | Space cooling [kWh/m² year] | Domestic hot water [kWh/m² year] | Space heating+Domestic hot water [TWh/year] | Space cooling [TWh/year] | Space heating+Domestic hot water [TWh/year] | Space cooling [TWh/year]
|  |  |  | 33.385 | [19 empty] | insulation |  | insulation |  | insulation | [6 empty] | low-e |  | low-e |  |  |  |  | insulation |  | insulation | [5 empty] | insulation |  | insulation
Residential sector | Total | Total |  | 194.3007 |  |  | 5.82 | 2.254 | 4.2602 | 0.63438 | 0.92538 | 0.90692
Residential sector | Total | Total | Before 1945 | 28.5257 | 28.5257 | 0.56102 | 0.84751 | 0.33975 | 0.62038 | 0.092379 | 0.13475 | 0.72844 | 0.074581 | 0.04449 | 0.6 | 2.2 | 0.4 | 0.6 |  |  | 100% |  | 100% | [6 empty] | 100% |  |  | 100% |  |  |  |  | 100% |  |  | 100% |  |  |  |  | 100% |  |  | 100% | [5 empty] | Most widespread technology |  |  | Widespread technology |  |  |  | Most widespread technology |  | Most widespread fuel |  |  |  | Most widespread technology |  |  | Most widespread technology |  | Widespread technology |  |  |  | Most widespread technology |  | Most widespread fuel |  |  |  | 230.5192 | 19.0474 | 49.4259 | 230.5192 | 7.7599 | 55.9551 | 7.2027 | 0.010686 | 7.5119 | 0.0043535 | 28.5257 | 77.79% | 8.529% | 13.68% | 100% |  | 0.5686% | 0.7209% | 0.1944% | 0.5683%
Residential sector | Total | Total | 1945 - 1969 | 45.5948 | 45.5948 | 0.83437 | 1.2605 | 0.47489 | 0.92265 | 0.13739 | 0.20041 | 1.0779 | 0.11092 | 0.071678 | 0.5 | 2.05 | 0.35 | 0.5 |  |  | 100% |  | 100% | [6 empty] | 100% |  |  | 100% |  |  |  |  | 100% |  |  | 100% |  |  |  |  | 100% |  |  | 100% | [5 empty] | Most widespread technology |  |  | Widespread technology |  |  |  | Most widespread technology |  | Most widespread fuel |  |  |  | Most widespread technology |  |  | Most widespread technology |  | Widespread technology |  |  |  | Most widespread technology |  | Most widespread fuel |  |  |  | 202.0524 | 23.503 | 50.1448 | 202.0524 | 9.5751 | 56.7689 | 10.3715 | 0.01961 | 11.1409 | 0.0079892 | 45.5948 | 71.33% | 5.757% | 22.91% | 100% |  | 0.9707% | 1.277% | 0.1944% | 1.298%
Residential sector | Total | Total | 1970 - 1979 | 28.7472 | 28.7472 | 0.57534 | 0.86915 | 0.31721 | 0.63622 | 0.094737 | 0.13819 | 0.74578 | 0.076485 | 0.046883 | 0.4 | 1.9 | 0.3 | 0.4 |  |  | 100% |  | 100% | [6 empty] | 100% |  |  |  | 100% |  |  |  | 100% |  |  | 100% |  |  |  |  | 100% |  |  | 100% | [5 empty] | Most widespread technology |  |  | Widespread technology |  |  |  | Most widespread technology |  | Most widespread fuel |  |  |  | Most widespread technology |  |  | Most widespread technology |  | Widespread technology |  |  |  | Most widespread technology |  | Most widespread fuel |  |  |  | 200.8236 | 22.92 | 50.898 | 200.8236 | 9.3376 | 57.6216 | 6.5268 | 0.013187 | 6.7696 | 0.0053723 | 28.7472 | 64.56% | 10.77% | 24.67% | 100% |  | 0.8103% | 1.065% | 0.1952% | 1.03%
Residential sector | Total | Total | 1980 - 1989 | 36.282 | 36.282 | 0.68515 | 1.035 | 0.41141 | 0.75764 | 0.11282 | 0.16457 | 0.88235 | 0.091082 | 0.061588 | 0.3 | 1.7 | 0.2 | 0.3 | 33.33% |  | 33.33% | 33.33% | 100% | [6 empty] | 100% |  |  |  | 100% |  |  |  | 100% |  |  | 100% |  |  |  |  | 100% |  |  | 100% | [5 empty] | Most widespread technology |  |  | Widespread technology |  |  |  | Most widespread technology |  | Most widespread fuel |  |  |  | Most widespread technology |  |  | Most widespread technology |  | Widespread technology |  |  |  | Most widespread technology |  | Most widespread fuel |  |  |  | 199.1758 | 29.2708 | 49.9321 | 199.1758 | 11.9249 | 56.5281 | 8.152 | 0.020055 | 8.6175 | 0.0081703 | 36.282 | 73.24% | 9.725% | 17.03% | 100% |  | 1.126% | 1.723% | 0.2773% | 1.142%
Residential sector | Total | Total | 1990 - 1999 | 23.9802 | 23.9802 | 0.48803 | 0.73724 | 0.30001 | 0.53966 | 0.080359 | 0.11722 | 0.63266 | 0.064877 | 0.039702 | 0.25 | 1.6 | 0.15 | 0.2 | 33.33% |  | 33.33% | 33.33% | 100% | [6 empty] | 100% |  |  |  | 100% |  |  |  | 100% |  |  | 100% |  |  |  |  | 100% |  |  | 100% | [5 empty] | Most widespread technology |  |  | Widespread technology |  |  |  | Most widespread technology |  | Most widespread fuel |  |  |  | Most widespread technology |  |  | Most widespread technology |  | Widespread technology |  |  |  | Most widespread technology |  | Most widespread fuel |  |  |  | 182.3016 | 36.1779 | 49.8987 | 182.3016 | 14.7389 | 56.4903 | 5.0223 | 0.017656 | 5.0663 | 0.007193 | 23.9802 | 73.54% | 13.07% | 13.39% | 100% |  | 0.8282% | 1.393% | 0.31% | 0.7737%
Residential sector | Total | Total | 2000 - 2010 | 26.0177 | 26.0177 | 0.52067 | 0.78656 | 0.31818 | 0.57576 | 0.085735 | 0.12506 | 0.66711 | 0.069217 | 0.050239 | 0.2 | 1.5 | 0.13 | 0.15 | 33.33% |  | 33.33% | 33.33% | 100% | [6 empty] | 100% | [5 empty] | 100% |  | 100% |  |  | 100% |  |  |  |  | 100% |  |  | 100% | [5 empty] | Most widespread technology |  |  | Widespread technology |  |  |  | Most widespread technology |  | Most widespread fuel |  |  |  | Most widespread technology |  |  | Most widespread technology |  | Widespread technology |  |  |  | Most widespread technology |  | Most widespread fuel |  |  |  | 167.1519 | 32.4094 | 49.6683 | 167.1519 | 13.2036 | 56.2294 | 5.0881 | 0.016875 | 5.1519 | 0.0068748 | 26.0177 | 75.61% | 11.01% | 13.37% | 100% |  | 0.7857% | 1.225% | 0.2581% | 0.7408%
Residential sector | Total | Total | Post 2010 | 5.153 | 5.153 | 0.18803 | 0.28406 | 0.092568 | 0.20793 | 0.030962 | 0.045165 | 0.22961 | 0.024997 | 0.029453 | 0.13 | 1.38 | 0.1 | 0.1 | 33.33% |  | 33.33% | 33.33% | 100% | [6 empty] | 100% | [5 empty] | 100% |  | 100% |  |  | 100% |  |  |  |  | 100% |  |  | 100% | [5 empty] | Most widespread technology |  |  | Widespread technology |  |  |  | Most widespread technology |  | Most widespread fuel |  |  |  | Most widespread technology |  |  | Most widespread technology |  | Widespread technology |  |  |  | Most widespread technology |  | Most widespread fuel |  |  |  | 113.0713 | 19.0474 | 52.249 | 113.0713 | 7.7599 | 59.1511 | 0.76837 | 0.0035816 | 0.22746 | 0.0014591 | 5.153 | 52.41% | 30.99% | 16.6% | 100% |  | 0.2183% | 0.2913% | 0.2319% | 0.4046%
Residential sector | Single family- Terraced houses | Single family- Terraced houses |  |  |  |  | 2.91 | 1.2 | 2.1301 | 0.31719 | 0.46269
Residential sector | Single family- Terraced houses | Single family- Terraced houses | Before 1945 | 22.1913 | 14.0763 | 0.41626 | 0.42376 | 0.17475 | 0.31019 | 0.04619 | 0.067377 | 0.38 | 0.037291 | 0.0064664 | 0.6 | 2.2 | 0.4 | 0.6 |  |  | 100% |  | 100% | [6 empty] | 100% |  |  | 100% |  |  |  |  | 100% |  |  | 100% |  |  |  |  | 100% |  |  | 100% | [5 empty] | Most widespread technology |  |  | Widespread technology |  |  |  | Most widespread technology |  | Most widespread fuel |  |  |  | Most widespread technology |  |  | Most widespread technology |  | Widespread technology |  |  |  | Most widespread technology |  | Most widespread fuel |  |  |  | 254.1026 | 19.0474 | 46.9563 | 254.1026 | 7.7599 | 53.1592 | 4.166 | 0.0079287 | 4.0965 | 0.0032302
Residential sector | Single family- Terraced houses | Single family- Terraced houses | 1945 - 1969 | 32.5228 | 20.6298 | 0.58181 | 0.63023 | 0.25989 | 0.46133 | 0.068695 | 0.10021 | 0.56 | 0.05546 | 0.014767 | 0.5 | 2.05 | 0.35 | 0.5 |  |  | 100% |  | 100% | [6 empty] | 100% |  |  | 100% |  |  |  |  | 100% |  |  | 100% |  |  |  |  | 100% |  |  | 100% | [5 empty] | Most widespread technology |  |  | Widespread technology |  |  |  | Most widespread technology |  | Most widespread fuel |  |  |  | Most widespread technology |  |  | Most widespread technology |  | Widespread technology |  |  |  | Most widespread technology |  | Most widespread fuel |  |  |  | 233.0505 | 25.5235 | 46.9563 | 233.0505 | 10.3983 | 53.1592 | 5.7138 | 0.01485 | 5.2167 | 0.0060498
Residential sector | Single family- Terraced houses | Single family- Terraced houses | 1970 - 1979 | 18.5584 | 11.7719 | 0.36898 | 0.43457 | 0.17921 | 0.31811 | 0.047369 | 0.069097 | 0.39 | 0.038243 | 0.0063323 | 0.4 | 1.9 | 0.3 | 0.4 |  |  | 100% |  | 100% | [6 empty] | 100% |  |  |  | 100% |  |  |  | 100% |  |  | 100% |  |  |  |  | 100% |  |  | 100% | [5 empty] | Most widespread technology |  |  | Widespread technology |  |  |  | Most widespread technology |  | Most widespread fuel |  |  |  | Most widespread technology |  |  | Most widespread technology |  | Widespread technology |  |  |  | Most widespread technology |  | Most widespread fuel |  |  |  | 240.2238 | 23.7368 | 46.9563 | 240.2238 | 9.6704 | 53.1592 | 3.3366 | 0.0087585 | 3.1544 | 0.0035682
Residential sector | Single family- Terraced houses | Single family- Terraced houses | 1980 - 1989 | 26.5738 | 16.8562 | 0.48649 | 0.51751 | 0.21341 | 0.37882 | 0.056409 | 0.082284 | 0.46 | 0.045541 | 0.011971 | 0.3 | 1.7 | 0.2 | 0.3 | 33.33% |  | 33.33% | 33.33% | 100% | [6 empty] | 100% |  |  |  | 100% |  |  |  | 100% |  |  | 100% |  |  |  |  | 100% |  |  | 100% | [5 empty] | Most widespread technology |  |  | Widespread technology |  |  |  | Most widespread technology |  | Most widespread fuel |  |  |  | Most widespread technology |  |  | Most widespread technology |  | Widespread technology |  |  |  | Most widespread technology |  | Most widespread fuel |  |  |  | 224.2321 | 25.6358 | 46.9563 | 224.2321 | 10.444 | 53.1592 | 4.5346 | 0.012471 | 4.5323 | 0.0050809
Residential sector | Single family- Terraced houses | Single family- Terraced houses | 1990 - 1999 | 17.6358 | 11.1866 | 0.34327 | 0.36862 | 0.15201 | 0.26983 | 0.04018 | 0.058611 | 0.33 | 0.032439 | 0.0061823 | 0.25 | 1.6 | 0.15 | 0.2 | 33.33% |  | 33.33% | 33.33% | 100% | [6 empty] | 100% |  |  |  | 100% |  |  |  | 100% |  |  | 100% |  |  |  |  | 100% |  |  | 100% | [5 empty] | Most widespread technology |  |  | Widespread technology |  |  |  | Most widespread technology |  | Most widespread fuel |  |  |  | Most widespread technology |  |  | Most widespread technology |  | Widespread technology |  |  |  | Most widespread technology |  | Most widespread fuel |  |  |  | 202.375 | 34.0956 | 46.9563 | 202.375 | 13.8905 | 53.1592 | 2.7889 | 0.011704 | 2.5414 | 0.0047682
Residential sector | Single family- Terraced houses | Single family- Terraced houses | 2000 - 2010 | 19.6732 | 12.4791 | 0.37591 | 0.39328 | 0.16218 | 0.28788 | 0.042868 | 0.062532 | 0.35 | 0.034609 | 0.0086722 | 0.2 | 1.5 | 0.13 | 0.15 | 33.33% |  | 33.33% | 33.33% | 100% | [6 empty] | 100% | [5 empty] | 100% |  | 100% |  |  | 100% |  |  |  |  | 100% |  |  | 100% | [5 empty] | Most widespread technology |  |  | Widespread technology |  |  |  | Most widespread technology |  | Most widespread fuel |  |  |  | Most widespread technology |  |  | Most widespread technology |  | Widespread technology |  |  |  | Most widespread technology |  | Most widespread fuel |  |  |  | 194.4966 | 30.0041 | 46.9563 | 194.4966 | 12.2237 | 53.1592 | 3.0224 | 0.011279 | 2.8129 | 0.0045951
Residential sector | Single family- Terraced houses | Single family- Terraced houses | Post 2010 | 2.7006 | 1.7131 | 0.043274 | 0.14203 | 0.058568 | 0.10396 | 0.015481 | 0.022582 | 0.12 | 0.012498 | 0.0095294 | 0.13 | 1.38 | 0.1 | 0.1 | 33.33% |  | 33.33% | 33.33% | 100% | [6 empty] | 100% | [5 empty] | 100% |  | 100% |  |  | 100% |  |  |  |  | 100% |  |  | 100% | [5 empty] | Most widespread technology |  |  | Widespread technology |  |  |  | Most widespread technology |  | Most widespread fuel |  |  |  | Most widespread technology |  |  | Most widespread technology |  | Widespread technology |  |  |  | Most widespread technology |  | Most widespread fuel |  |  |  | 188.4677 | 19.0474 | 46.9563 | 188.4677 | 7.7599 | 53.1592 | 0.40558 | 0.00082426 | 0.46642 | 0.0003358
Residential sector | Multifamily houses | Multifamily houses |  |  |  |  | 2.6244 | 0.994 | 1.921 | 0.28606 | 0.41728 | 0.90692
Residential sector | Multifamily houses | Multifamily houses | Before 1945 | 2.4329 | 1.5432 | 0.021406 | 0.40303 | 0.16 | 0.29502 | 0.04393 | 0.064082 | 0.33844 | 0.035467 | 0.029122 | 0.6 | 2.2 | 0.4 | 0.6 |  |  | 100% |  | 100% | [6 empty] | 100% |  |  | 100% |  |  |  |  | 100% |  |  | 100% |  |  |  |  | 100% |  |  | 100% | [5 empty] | Most widespread technology |  |  | Widespread technology |  |  |  | Most widespread technology |  | Most widespread fuel |  |  |  | Most widespread technology |  |  | Most widespread technology |  | Widespread technology |  |  |  | Most widespread technology |  | Most widespread fuel |  |  |  | 147.9008 | 19.0474 | 58.0776 | 147.9008 | 7.7599 | 65.7496 | 0.33331 | 0.00040773 | 0.38821 | 0.00016611
Residential sector | Multifamily houses | Multifamily houses | 1945 - 1969 | 2.6251 | 14.2912 | 0.03 | 0.60477 | 0.21 | 0.44269 | 0.06592 | 0.096159 | 0.50786 | 0.05322 | 0.043699 | 0.5 | 2.05 | 0.35 | 0.5 |  |  | 100% |  | 100% | [6 empty] | 100% |  |  | 100% |  |  |  |  | 100% |  |  | 100% |  |  |  |  | 100% |  |  | 100% | [5 empty] | Most widespread technology |  |  | Widespread technology |  |  |  | Most widespread technology |  | Most widespread fuel |  |  |  | Most widespread technology |  |  | Most widespread technology |  | Widespread technology |  |  |  | Most widespread technology |  | Most widespread fuel |  |  |  | 124.9299 | 18.4759 | 58.0776 | 124.9299 | 7.5271 | 65.7496 | 1.7479 | 0.00055428 | 1.958 | 0.00022581
Residential sector | Multifamily houses | Multifamily houses | 1970 - 1979 | 3.096 | 14.9064 | 0.03 | 0.39986 | 0.13 | 0.2927 | 0.043585 | 0.063578 | 0.33578 | 0.035188 | 0.028893 | 0.4 | 1.9 | 0.3 | 0.4 |  |  | 100% |  | 100% | [6 empty] | 100% |  |  |  | 100% |  |  |  | 100% |  |  | 100% |  |  |  |  | 100% |  |  | 100% | [5 empty] | Most widespread technology |  |  | Widespread technology |  |  |  | Most widespread technology |  | Most widespread fuel |  |  |  | Most widespread technology |  |  | Most widespread technology |  | Widespread technology |  |  |  | Most widespread technology |  | Most widespread fuel |  |  |  | 129.0581 | 21.4321 | 58.0776 | 129.0581 | 8.7314 | 65.7496 | 1.8974 | 0.00064296 | 2.1274 | 0.00026194
Residential sector | Multifamily houses | Multifamily houses | 1980 - 1989 | 3.5285 | 7.6372 | 0.01 | 0.47914 | 0.19 | 0.35073 | 0.052226 | 0.076183 | 0.40235 | 0.042164 | 0.034621 | 0.3 | 1.7 | 0.2 | 0.3 | 33.33% |  | 33.33% | 33.33% | 100% | [6 empty] | 100% |  |  |  | 100% |  |  |  | 100% |  |  | 100% |  |  |  |  | 100% |  |  | 100% | [5 empty] | Most widespread technology |  |  | Widespread technology |  |  |  | Most widespread technology |  | Most widespread fuel |  |  |  | Most widespread technology |  |  | Most widespread technology |  | Widespread technology |  |  |  | Most widespread technology |  | Most widespread fuel |  |  |  | 130.5909 | 39.2207 | 58.0776 | 130.5909 | 15.9785 | 65.7496 | 1.0844 | 0.00039221 | 1.2293 | 0.00015979
Residential sector | Multifamily houses | Multifamily houses | 1990 - 1999 | 3.1345 | 6.8633 | 0.01 | 0.33661 | 0.14 | 0.2464 | 0.03669 | 0.05352 | 0.28266 | 0.029621 | 0.024322 | 0.25 | 1.6 | 0.15 | 0.2 | 33.33% |  | 33.33% | 33.33% | 100% | [6 empty] | 100% |  |  |  | 100% |  |  |  | 100% |  |  | 100% |  |  |  |  | 100% |  |  | 100% | [5 empty] | Most widespread technology |  |  | Widespread technology |  |  |  | Most widespread technology |  | Most widespread fuel |  |  |  | Most widespread technology |  |  | Most widespread technology |  | Widespread technology |  |  |  | Most widespread technology |  | Most widespread fuel |  |  |  | 126.5035 | 41.9662 | 58.0776 | 126.5035 | 17.097 | 65.7496 | 0.9473 | 0.00041966 | 1.0743 | 0.00017097
Residential sector | Multifamily houses | Multifamily houses | 2000 - 2010 | 2.8654 | 6.3114 | 0.01 | 0.36571 | 0.15 | 0.2677 | 0.039863 | 0.058149 | 0.30711 | 0.032183 | 0.026425 | 0.2 | 1.5 | 0.13 | 0.15 | 33.33% |  | 33.33% | 33.33% | 100% | [6 empty] | 100% | [5 empty] | 100% |  | 100% |  |  | 100% |  |  |  |  | 100% |  |  | 100% | [5 empty] | Most widespread technology |  |  | Widespread technology |  |  |  | Most widespread technology |  | Most widespread fuel |  |  |  | Most widespread technology |  |  | Most widespread technology |  | Widespread technology |  |  |  | Most widespread technology |  | Most widespread fuel |  |  |  | 82.3601 | 39.8679 | 58.0776 | 82.3601 | 16.2422 | 65.7496 | 0.61895 | 0.00039868 | 0.70821 | 0.00016242
Residential sector | Multifamily houses | Multifamily houses | Post 2010 | 1.597 | 1.013 | 0.13105 | 0.035256 | 0.014 | 0.025807 | 0.0038429 | 0.0056057 | 0.029606 | 0.0031025 | 0.0025475 | 0.13 | 1.38 | 0.1 | 0.1 | 33.33% |  | 33.33% | 33.33% | 100% | [6 empty] | 100% | [5 empty] | 100% |  | 100% |  |  | 100% |  |  |  |  | 100% |  |  | 100% | [5 empty] | Most widespread technology |  |  | Widespread technology |  |  |  | Most widespread technology |  | Most widespread fuel |  |  |  | Most widespread technology |  |  | Most widespread technology |  | Widespread technology |  |  |  | Most widespread technology |  | Most widespread fuel |  |  |  | 30.042 | 19.0474 | 58.0776 | 30.042 | 7.7599 | 65.7496 | 0.11111 | 0.0024962 | 0.13543 | 0.001017
Residential sector | Appartment blocks | Appartment blocks |  | 32.66 |  |  | 0.28562 | 0.06 | 0.20907 | 0.031132 | 0.045413 | 0.40308
Residential sector | Appartment blocks | Appartment blocks | Before 1945 | 3.9016 | 2.4748 | 0.12335 | 0.020726 | 0.005 | 0.015171 | 0.0022591 | 0.0032954 | 0.01 | 0.0018239 | 0.0089018 | 0.6 | 2.2 | 0.4 | 0.6 |  |  | 100% |  | 100% | [6 empty] | 100% |  |  | 100% |  |  |  |  | 100% |  |  | 100% |  |  |  |  | 100% |  |  | 100% | [5 empty] | Most widespread technology |  |  | Widespread technology |  |  |  | Most widespread technology |  | Most widespread fuel |  |  |  | Most widespread technology |  |  | Most widespread technology |  | Widespread technology |  |  |  | Most widespread technology |  | Most widespread fuel |  |  |  | 147.9008 | 19.0474 | 58.0776 | 147.9008 | 7.7599 | 65.7496 | 0.53452 | 0.0023496 | 0.62256 | 0.00095721
Residential sector | Appartment blocks | Appartment blocks | 1945 - 1969 | 10.4469 | 14.2912 | 0.03 | 0.025452 | 0.005 | 0.018631 | 0.0027743 | 0.0040469 | 0.01 | 0.0022398 | 0.013213 | 0.5 | 2.05 | 0.35 | 0.5 |  |  | 100% |  | 100% | [6 empty] | 100% |  |  | 100% |  |  |  |  | 100% |  |  | 100% |  |  |  |  | 100% |  |  | 100% | [5 empty] | Most widespread technology |  |  | Widespread technology |  |  |  | Most widespread technology |  | Most widespread fuel |  |  |  | Most widespread technology |  |  | Most widespread technology |  | Widespread technology |  |  |  | Most widespread technology |  | Most widespread fuel |  |  |  | 124.9299 | 18.4759 | 58.0776 | 124.9299 | 7.5271 | 65.7496 | 2.1576 | 0.00055428 | 2.4723 | 0.00022581
Residential sector | Appartment blocks | Appartment blocks | 1970 - 1979 | 7.0927 | 14.9064 | 0.03 | 0.034713 | 0.008 | 0.02541 | 0.0037837 | 0.0055193 | 0.02 | 0.0030547 | 0.011658 | 0.4 | 1.9 | 0.3 | 0.4 |  |  | 100% |  | 100% | [6 empty] | 100% |  |  |  | 100% |  |  |  | 100% |  |  | 100% |  |  |  |  | 100% |  |  | 100% | [5 empty] | Most widespread technology |  |  | Widespread technology |  |  |  | Most widespread technology |  | Most widespread fuel |  |  |  | Most widespread technology |  |  | Most widespread technology |  | Widespread technology |  |  |  | Most widespread technology |  | Most widespread fuel |  |  |  | 129.0581 | 21.4321 | 58.0776 | 129.0581 | 8.7314 | 65.7496 | 2.1067 | 0.00064296 | 2.3901 | 0.00026194
Residential sector | Appartment blocks | Appartment blocks | 1980 - 1989 | 6.1797 | 7.6372 | 0.01 | 0.038374 | 0.008 | 0.028089 | 0.0041827 | 0.0061014 | 0.02 | 0.0033769 | 0.014997 | 0.3 | 1.7 | 0.2 | 0.3 | 33.33% |  | 33.33% | 33.33% | 100% | [6 empty] | 100% |  |  |  | 100% |  |  |  | 100% |  |  | 100% |  |  |  |  | 100% |  |  | 100% | [5 empty] | Most widespread technology |  |  | Widespread technology |  |  |  | Most widespread technology |  | Most widespread fuel |  |  |  | Most widespread technology |  |  | Most widespread technology |  | Widespread technology |  |  |  | Most widespread technology |  | Most widespread fuel |  |  |  | 130.5909 | 39.2207 | 58.0776 | 130.5909 | 15.9785 | 65.7496 | 1.2233 | 0.00039221 | 1.4037 | 0.00015979
Residential sector | Appartment blocks | Appartment blocks | 1990 - 1999 | 3.21 | 6.8633 | 0.01 | 0.032015 | 0.008 | 0.023435 | 0.0034896 | 0.0050903 | 0.02 | 0.0028173 | 0.0091973 | 0.25 | 1.6 | 0.15 | 0.2 | 33.33% |  | 33.33% | 33.33% | 100% | [6 empty] | 100% |  |  |  | 100% |  |  |  | 100% |  |  | 100% |  |  |  |  | 100% |  |  | 100% | [5 empty] | Most widespread technology |  |  | Widespread technology |  |  |  | Most widespread technology |  | Most widespread fuel |  |  |  | Most widespread technology |  |  | Most widespread technology |  | Widespread technology |  |  |  | Most widespread technology |  | Most widespread fuel |  |  |  | 126.5035 | 41.9662 | 58.0776 | 126.5035 | 17.097 | 65.7496 | 0.95126 | 0.00041966 | 1.0793 | 0.00017097
Residential sector | Appartment blocks | Appartment blocks | 2000 - 2010 | 3.4791 | 6.3114 | 0.01 | 0.027567 | 0.006 | 0.020179 | 0.0030048 | 0.0043832 | 0.01 | 0.0024259 | 0.015141 | 0.2 | 1.5 | 0.13 | 0.15 | 33.33% |  | 33.33% | 33.33% | 100% | [6 empty] | 100% | [5 empty] | 100% |  | 100% |  |  | 100% |  |  |  |  | 100% |  |  | 100% | [5 empty] | Most widespread technology |  |  | Widespread technology |  |  |  | Most widespread technology |  | Most widespread fuel |  |  |  | Most widespread technology |  |  | Most widespread technology |  | Widespread technology |  |  |  | Most widespread technology |  | Most widespread fuel |  |  |  | 82.3601 | 39.8679 | 58.0776 | 82.3601 | 16.2422 | 65.7496 | 0.6511 | 0.00039868 | 0.74856 | 0.00016242
Residential sector | Appartment blocks | Appartment blocks | Post 2010 | 0.85536 | 0.53257 | 0.013706 | 0.10677 | 0.02 | 0.078157 | 0.011638 | 0.016977 | 0.08 | 0.0093959 | 0.017376 | 0.13 | 1.38 | 0.1 | 0.1 | 33.33% |  | 33.33% | 33.33% | 100% | [6 empty] | 100% | [5 empty] | 100% |  | 100% |  |  | 100% |  |  |  |  | 100% |  |  | 100% | [5 empty] | Most widespread technology |  |  | Widespread technology |  |  |  | Most widespread technology |  | Most widespread fuel |  |  |  | Most widespread technology |  |  | Most widespread technology |  | Widespread technology |  |  |  | Most widespread technology |  | Most widespread fuel |  |  |  | 30.042 | 19.0474 | 58.0776 | 30.042 | 7.7599 | 65.7496 | 0.059237 | 0.00026106 | 0.072239 | 0.00010636
Service sector | Total | Total |  |  |  |  | 0.76171 | 0.129 | 0.2666 | 0.49511 | 0
Service sector | Total | Total | Before 1945 | 11.708 | 11.708 | 2.2191 | 0.083312 | 0.018678 | 0.029159 | 0.054153 | 0 | 0.075803 | 0.0075093 | 0 | 0.8 | 2.4 | 0.5 | 0.6 | [64 empty] | 214.2104 | 49.6583 | 2.9489 | 237.7736 | 17.877 | 3.922 | 2.5425 | 0.1202 | 2.8298 | 0.039671 | 11.708 | 20.46% | 21.6% | 7.416% | 17.36% | 1.874% | 31.3% | 100% |  | 0.5693% | 0.6266% | 0.07151% | 1.818% | 0.1431% | 1.431%
Service sector | Total | Total | 1945 - 1969 | 22.3946 | 22.3946 | 3.6764 | 0.13198 | 0.025422 | 0.046194 | 0.08579 | 0 | 0.12068 | 0.011304 | -1.7347e-17 | 0.6 | 2.3 | 0.4 | 0.5 | [64 empty] | 204.8476 | 53.3262 | 2.41 | 227.3809 | 19.1974 | 3.2053 | 4.6414 | 0.18605 | 5.3139 | 0.060577 | 22.3946 | 11.33% | 27.4% | 21.43% | 7.201% | 3.153% | 29.49% | 100% |  | 0.6036% | 2.838% | 0.3124% | 2.327% | 0.5881% | 3.864%
Service sector | Total | Total | 1970 - 1979 | 16.9656 | 16.9656 | 2.9354 | 0.13441 | 0.021593 | 0.047043 | 0.087365 | 0 | 0.12318 | 0.011232 | 0 | 0.5 | 2.2 | 0.3 | 0.4 | [64 empty] | 175.6827 | 56.1713 | 2.533 | 195.0077 | 20.2217 | 3.3689 | 3.0235 | 0.16489 | 3.3656 | 0.059359 | 16.9656 | 11.7% | 42.01% | 10.24% | 5.343% | 2.25% | 28.46% | 100% |  | 1% | 5.681% | 0.2873% | 2.502% | 0.6068% | 4.688%
Service sector | Total | Total | 1980 - 1989 | 21.1069 | 21.1069 | 3.4736 | 0.16547 | 0.026772 | 0.057916 | 0.10756 | 0 | 0.15155 | 0.013925 | 0 | 0.3 | 2 | 0.2 | 0.3 | [64 empty] | 154.1128 | 57.4223 | 2.5949 | 171.0652 | 20.672 | 3.4512 | 3.3076 | 0.19946 | 3.6835 | 0.071806 | 21.1069 | 14.74% | 41.23% | 6.736% | 5.741% | 2.803% | 28.75% | 100% |  | 1.21% | 3.609% | 0.1878% | 2.043% | 0.6041% | 4.138%
Service sector | Total | Total | 1990 - 1999 | 10.1908 | 10.1908 | 2.0124 | 0.093106 | 0.014435 | 0.032587 | 0.060519 | 0 | 0.085372 | 0.0077347 | 1.7347e-17 | 0.2 | 1.7 | 0.15 | 0.2 | [64 empty] | 147.6032 | 61.357 | 2.5968 | 163.8396 | 22.0885 | 3.4537 | 1.5307 | 0.12347 | 1.7049 | 0.044451 | 10.1908 | 9.831% | 47.66% | 4.307% | 4.869% | 0.1873% | 33.15% | 100% |  | 0.3923% | 2.046% | 0.1109% | 0.7802% | 0.01878% | 2.268%
Service sector | Total | Total | 2000 - 2010 | 15.1813 | 15.1813 | 2.6923 | 0.13991 | 0.019602 | 0.048967 | 0.090939 | 0 | 0.12845 | 0.011462 | -1.5613e-17 | 0.15 | 1.5 | 0.13 | 0.15 | [64 empty] | 101.126 | 63.497 | 2.4871 | 112.2499 | 22.8589 | 3.3079 | 1.573 | 0.17095 | 1.7543 | 0.061543 | 15.1813 | 10.06% | 53.68% | 4.274% | 1.194% | 1.383% | 29.42% | 100% |  | 0.643% | 3.021% | 0.1439% | 0.292% | 0.2041% | 2.937%
Service sector | Total | Total | Post 2010 | 2.2328 | 2.2328 | 0.3042 | 0.013515 | 0.0024972 | 0.0047302 | 0.0087846 | 0 | 0.01234 | 0.0011747 | 0 | 0.1 | 1.38 | 0.1 | 0.1 | [64 empty] | 87.4238 | 44.6706 | 2.6749 | 87.4238 | 16.0814 | 3.5576 | 0.20117 | 0.013589 | 0.20315 | 0.004892 | 2.2328 | 17.95% | 29.91% | 8.547% | 8.974% | 5.556% | 29.06% | 100% |  | 0.2892% | 0.4842% | 0.0408% | 0.9097% | 0.3052% | 0.8684%
Service sector | Offices | Offices |  |  |  |  | 0.21159 | 0.06 | 0.074056 | 0.13753 | 0
Service sector | Offices | Offices | Before 1945 | 2.395 | 2.395 | 0.4303 | 0.038502 | 0.010918 | 0.013476 | 0.025026 | 0 | 0.034517 | 0.003985 | 0 | 0.8 | 2.4 | 0.5 | 0.6 | [64 empty] | 201.082 | 49.6583 | 2.2661 | 223.201 | 17.877 | 3.014 | 0.48703 | 0.031368 | 0.54179 | 0.0076925
Service sector | Offices | Offices | 1945 - 1969 | 2.5377 | 2.5377 | 0.4511 | 0.040363 | 0.011446 | 0.014127 | 0.026236 | 0 | 0.036186 | 0.0041776 | 0 | 0.6 | 2.3 | 0.4 | 0.5 | [64 empty] | 209.609 | 46.1822 | 2.2661 | 232.666 | 16.6256 | 3.014 | 0.53768 | 0.020833 | 0.74809 | 0.0074998
Service sector | Offices | Offices | 1970 - 1979 | 1.9847 | 1.9847 | 0.3744 | 0.0335 | 0.0094997 | 0.011725 | 0.021775 | 0 | 0.030033 | 0.0034673 | 0 | 0.5 | 2.2 | 0.3 | 0.4 | [64 empty] | 171.2899 | 46.644 | 2.2661 | 190.1317 | 16.7918 | 3.014 | 0.34446 | 0.017464 | 0.38334 | 0.0062869
Service sector | Offices | Offices | 1980 - 1989 | 3.1107 | 3.1107 | 0.5018 | 0.0449 | 0.012732 | 0.015715 | 0.029185 | 0 | 0.040253 | 0.0046471 | 0 | 0.3 | 2 | 0.2 | 0.3 | [64 empty] | 134.4243 | 42.9125 | 2.2661 | 149.211 | 15.4485 | 3.014 | 0.4252 | 0.021533 | 0.47352 | 0.0077521
Service sector | Offices | Offices | 1990 - 1999 | 1.0019 | 1.0019 | 0.2405 | 0.021519 | 0.0061023 | 0.0075318 | 0.013988 | 0 | 0.019292 | 0.0022273 | 0 | 0.2 | 1.7 | 0.15 | 0.2 | [64 empty] | 148.3613 | 39.181 | 2.2661 | 164.681 | 14.1051 | 3.014 | 0.15091 | 0.009423 | 0.16802 | 0.0033923
Service sector | Offices | Offices | 2000 - 2010 | 1.5267 | 1.5267 | 0.312 | 0.027917 | 0.0079164 | 0.009771 | 0.018146 | 0 | 0.025028 | 0.0028894 | 0 | 0.15 | 1.5 | 0.13 | 0.15 | [64 empty] | 98.1582 | 35.6547 | 2.2661 | 108.9556 | 12.8357 | 3.014 | 0.15332 | 0.011124 | 0.17095 | 0.0040047
Service sector | Offices | Offices | Post 2010 | 0.40076 | 0.40076 | 0.0546 | 0.0048855 | 0.0013854 | 0.0017099 | 0.0031756 | 0 | 0.0043798 | 0.00050565 | 0 | 0.1 | 1.38 | 0.1 | 0.1 | [64 empty] | 86.9787 | 35.2662 | 2.2661 | 96.5463 | 12.6958 | 3.014 | 0.035766 | 0.0019255 | 0.0399 | 0.00069319
Service sector | Trade | Trade |  |  |  |  | 0.52112 | 0.04 | 0.18239 | 0.33873 | 0
Service sector | Trade | Trade | Before 1945 | 2.5286 | 2.5286 | 0.4485 | 0.040131 | 0.0030804 | 0.014046 | 0.026085 | 0 | 0.037121 | 0.0030098 | 0 | 0.8 | 2.4 | 0.5 | 0.6 | [64 empty] | 258.2086 | 49.6583 | 2.672 | 286.6115 | 17.877 | 3.5538 | 0.65967 | 0.022272 | 0.73372 | 0.0080178
Service sector | Trade | Trade | 1945 - 1969 | 6.1355 | 6.1355 | 0.9399 | 0.0841 | 0.0064554 | 0.029435 | 0.054665 | 0 | 0.077793 | 0.0063075 | 0 | 0.6 | 2.3 | 0.4 | 0.5 | [64 empty] | 232.7474 | 62.0728 | 2.672 | 258.3496 | 22.3462 | 3.5538 | 1.4444 | 0.058342 | 1.6069 | 0.011003
Service sector | Trade | Trade | 1970 - 1979 | 7.1279 | 7.1279 | 1.0751 | 0.096197 | 0.0073839 | 0.033669 | 0.062528 | 0 | 0.088983 | 0.0072148 | 0 | 0.5 | 2.2 | 0.3 | 0.4 | [64 empty] | 193.7688 | 62.6935 | 2.672 | 215.0834 | 22.5697 | 3.5538 | 1.4002 | 0.067402 | 1.5584 | 0.024265
Service sector | Trade | Trade | 1980 - 1989 | 8.7023 | 8.7023 | 1.2896 | 0.11539 | 0.0088571 | 0.040387 | 0.075004 | 0 | 0.10674 | 0.0086543 | 0 | 0.3 | 2 | 0.2 | 0.3 | [64 empty] | 173.0882 | 67.709 | 2.672 | 192.1279 | 24.3752 | 3.5538 | 1.5295 | 0.087318 | 1.7029 | 0.031434
Service sector | Trade | Trade | 1990 - 1999 | 4.8569 | 4.8569 | 0.7657 | 0.068513 | 0.0052589 | 0.02398 | 0.044533 | 0 | 0.063375 | 0.0051385 | -6.9389e-18 | 0.2 | 1.7 | 0.15 | 0.2 | [64 empty] | 188.5237 | 72.7245 | 2.672 | 209.2614 | 26.1808 | 3.5538 | 0.92861 | 0.055685 | 1.0336 | 0.020047
Service sector | Trade | Trade | 2000 - 2010 | 8.1489 | 8.1489 | 1.2142 | 0.10864 | 0.0083393 | 0.038025 | 0.070618 | 0 | 0.1005 | 0.0081483 | 0 | 0.15 | 1.5 | 0.13 | 0.15 | [64 empty] | 118.3893 | 73.4518 | 2.672 | 131.4121 | 26.4426 | 3.5538 | 0.98651 | 0.089185 | 1.0998 | 0.032107
Service sector | Trade | Trade | Post 2010 | 0.66794 | 0.66794 | 0.091 | 0.0081425 | 0.000625 | 0.0028499 | 0.0052926 | 0 | 0.0075318 | 0.00061068 | 0 | 0.1 | 1.38 | 0.1 | 0.1 | [64 empty] | 112.4099 | 49.6583 | 2.672 | 124.775 | 17.877 | 3.5538 | 0.076868 | 0.0045189 | 0.085716 | 0.0016268
Service sector | Education | Education |  |  |  |  | 0.008 | 0.008 | 0.0028 | 0.0052 | 0
Service sector | Education | Education | Before 1945 | 0.86832 | 0.86832 | 0.2223 | 0.00088889 | 0.00088889 | 0.00031111 | 0.00057778 | 0 | 0.00082222 | 6.6667e-05 | 0 | 0.8 | 2.4 | 0.5 | 0.6 | [64 empty] | 209.669 | 49.6583 | 0.98086 | 232.7326 | 17.877 | 1.3046 | 0.18291 | 0.011039 | 0.20322 | 0.0039741
Service sector | Education | Education | 1945 - 1969 | 4.7996 | 4.7996 | 0.7579 | 0.0030305 | 0.0030305 | 0.0010607 | 0.0019699 | 0 | 0.0028032 | 0.00022729 | 0 | 0.6 | 2.3 | 0.4 | 0.5 | [64 empty] | 165.1006 | 54.1275 | 0.98086 | 183.2617 | 19.4859 | 1.3046 | 0.79713 | 0.041023 | 0.88585 | 0.014768
Service sector | Education | Education | 1970 - 1979 | 1.7366 | 1.7366 | 0.3406 | 0.0013619 | 0.0013619 | 0.00047667 | 0.00088525 | 0 | 0.0012598 | 0.00010214 | 0 | 0.5 | 2.2 | 0.3 | 0.4 | [64 empty] | 155.5546 | 54.6688 | 0.98086 | 172.6656 | 19.6808 | 1.3046 | 0.27185 | 0.01862 | 0.30212 | 0.0067033
Service sector | Education | Education | 1980 - 1989 | 1.4218 | 1.4218 | 0.2977 | 0.0011904 | 0.0011904 | 0.00041663 | 0.00077375 | 0 | 0.0011011 | 8.9279e-05 | 0 | 0.3 | 2 | 0.2 | 0.3 | [64 empty] | 152.7072 | 47.2885 | 0.98086 | 169.505 | 17.0239 | 1.3046 | 0.21851 | 0.014078 | 0.24285 | 0.005068
Service sector | Education | Education | 1990 - 1999 | 0.43893 | 0.43893 | 0.1638 | 0.00065497 | 0.00065497 | 0.00022924 | 0.00042573 | 0 | 0.00060585 | 4.9123e-05 | 0 | 0.2 | 1.7 | 0.15 | 0.2 | [64 empty] | 164.8459 | 39.9082 | 0.98086 | 182.9789 | 14.367 | 1.3046 | 0.072787 | 0.006537 | 0.080888 | 0.0023533
Service sector | Education | Education | 2000 - 2010 | 0.64885 | 0.64885 | 0.1924 | 0.00076933 | 0.00076933 | 0.00026927 | 0.00050006 | 0 | 0.00071163 | 5.77e-05 | 0 | 0.15 | 1.5 | 0.13 | 0.15 | [64 empty] | 144.7647 | 45.4954 | 0.98086 | 160.6888 | 16.3783 | 1.3046 | 0.094568 | 0.0087533 | 0.10511 | 0.0031512
Service sector | Education | Education | Post 2010 | 0.19084 | 0.19084 | 0.026 | 0.00010396 | 0.00010396 | 3.6387e-05 | 6.7576e-05 | 0 | 9.6166e-05 | 7.7973e-06 | 0 | 0.1 | 1.38 | 0.1 | 0.1 | [64 empty] | 102.1145 | 41.2518 | 0.98086 | 113.3471 | 14.8507 | 1.3046 | 0.019675 | 0.0010725 | 0.02188 | 0.00038612
Service sector | Health | Health |  |  |  |  | 0.008 | 0.008 | 0.0028 | 0.0052 | 0
Service sector | Health | Health | Before 1945 | 2.0324 | 2.0324 | 0.3809 | 0.0019932 | 0.0019932 | 0.00069762 | 0.0012956 | 0 | 0.0018437 | 0.00014949 | 0 | 0.8 | 2.4 | 0.5 | 0.6 | [64 empty] | 204.9784 | 49.6583 | 6.1558 | 227.526 | 17.877 | 8.1872 | 0.42912 | 0.018915 | 0.47907 | 0.0068093
Service sector | Health | Health | 1945 - 1969 | 1.6126 | 1.6126 | 0.3237 | 0.0016939 | 0.0016939 | 0.00059286 | 0.001101 | 0 | 0.0015668 | 0.00012704 | 0 | 0.6 | 2.3 | 0.4 | 0.5 | [64 empty] | 176.5649 | 46.1822 | 6.1896 | 195.9871 | 16.6256 | 8.2322 | 0.29471 | 0.014949 | 0.32932 | 0.0053817
Service sector | Health | Health | 1970 - 1979 | 0.90649 | 0.90649 | 0.2275 | 0.0011905 | 0.0011905 | 0.00041667 | 0.00077381 | 0 | 0.0011012 | 8.9286e-05 | 0 | 0.5 | 2.2 | 0.3 | 0.4 | [64 empty] | 174.5868 | 46.644 | 6.1896 | 193.7913 | 16.7918 | 8.2322 | 0.16387 | 0.010612 | 0.18313 | 0.0038201
Service sector | Health | Health | 1980 - 1989 | 1.2118 | 1.2118 | 0.2691 | 0.0014082 | 0.0014082 | 0.00049286 | 0.00091531 | 0 | 0.0013026 | 0.00010561 | 1.0842e-19 | 0.3 | 2 | 0.2 | 0.3 | [64 empty] | 154.6554 | 41.2799 | 6.1896 | 171.6675 | 14.8608 | 8.2322 | 0.19492 | 0.011108 | 0.21801 | 0.003999
Service sector | Health | Health | 1990 - 1999 | 0.49618 | 0.49618 | 0.1716 | 0.00089796 | 0.00089796 | 0.00031429 | 0.00058367 | 0 | 0.00083061 | 6.7347e-05 | 0 | 0.2 | 1.7 | 0.15 | 0.2 | [64 empty] | 178.603 | 35.9159 | 6.1896 | 198.2494 | 12.9297 | 8.2322 | 0.091691 | 0.0061632 | 0.10245 | 0.0022187
Service sector | Health | Health | 2000 - 2010 | 0.1813 | 0.1813 | 0.1287 | 0.00067347 | 0.00067347 | 0.00023571 | 0.00043776 | 0 | 0.00062296 | 5.051e-05 | 0 | 0.15 | 1.5 | 0.13 | 0.15 | [64 empty] | 168.8921 | 40.5849 | 6.1896 | 187.4702 | 14.6106 | 8.2322 | 0.031742 | 0.0052233 | 0.03548 | 0.0018804
Service sector | Health | Health | Post 2010 | 0.20038 | 0.20038 | 0.0273 | 0.00014286 | 0.00014286 | 5e-05 | 9.2857e-05 | 0 | 0.00013214 | 1.0714e-05 | 0 | 0.1 | 1.38 | 0.1 | 0.1 | [64 empty] | 168.0379 | 37.4476 | 6.1896 | 186.5221 | 13.4812 | 8.2322 | 0.034912 | 0.0010223 | 0.039025 | 0.00036804
Service sector | Hotels and Restaurants | Hotels and Restaurants |  |  |  |  | 0.008 | 0.008 | 0.0028 | 0.0052 | 0
Service sector | Hotels and Restaurants | Hotels and Restaurants | Before 1945 | 0.21947 | 0.21947 | 0.1339 | 0.0011508 | 0.0011508 | 0.00040279 | 0.00074804 | 0 | 0.0009598 | 0.00019104 | 0 | 0.8 | 2.4 | 0.5 | 0.6 | [64 empty] | 193.2144 | 49.6583 | 3.0779 | 214.4679 | 17.877 | 4.0936 | 0.043079 | 0.0066492 | 0.047967 | 0.0023937
Service sector | Hotels and Restaurants | Hotels and Restaurants | 1945 - 1969 | 0.70611 | 0.70611 | 0.2002 | 0.0017207 | 0.0017207 | 0.00060223 | 0.0011184 | 0 | 0.001435 | 0.00028563 | 0 | 0.6 | 2.3 | 0.4 | 0.5 | [64 empty] | 171.7844 | 48.1685 | 3.0779 | 190.6807 | 17.3407 | 4.0936 | 0.12347 | 0.0096433 | 0.13753 | 0.0034716
Service sector | Hotels and Restaurants | Hotels and Restaurants | 1970 - 1979 | 0.38168 | 0.38168 | 0.156 | 0.0013408 | 0.0013408 | 0.00046927 | 0.00087151 | 0 | 0.0011182 | 0.00022257 | 0 | 0.5 | 2.2 | 0.3 | 0.4 | [64 empty] | 147.0126 | 48.6502 | 3.0779 | 163.1839 | 17.5141 | 4.0936 | 0.057286 | 0.0075894 | 0.063846 | 0.0027322
Service sector | Hotels and Restaurants | Hotels and Restaurants | 1980 - 1989 | 0.5916 | 0.5916 | 0.1846 | 0.0015866 | 0.0015866 | 0.00055531 | 0.0010313 | 0 | 0.0013232 | 0.00026337 | 0 | 0.3 | 2 | 0.2 | 0.3 | [64 empty] | 144.3151 | 43.0554 | 3.0779 | 160.1897 | 15.5 | 4.0936 | 0.087198 | 0.007948 | 0.097191 | 0.0028613
Service sector | Hotels and Restaurants | Hotels and Restaurants | 1990 - 1999 | 0.019084 | 0.019084 | 0.1066 | 0.0009162 | 0.0009162 | 0.00032067 | 0.00059553 | 0 | 0.00076411 | 0.00015209 | 0 | 0.2 | 1.7 | 0.15 | 0.2 | [64 empty] | 160.4999 | 37.4606 | 3.0779 | 178.1549 | 13.4858 | 4.0936 | 0.0031217 | 0.0039933 | 0.003478 | 0.0014376
Service sector | Hotels and Restaurants | Hotels and Restaurants | 2000 - 2010 | 0.20992 | 0.20992 | 0.1326 | 0.0011397 | 0.0011397 | 0.00039888 | 0.00074078 | 0 | 0.00095048 | 0.00018918 | 0 | 0.15 | 1.5 | 0.13 | 0.15 | [64 empty] | 119.2885 | 42.3305 | 3.0779 | 132.4102 | 15.239 | 4.0936 | 0.025688 | 0.005613 | 0.028655 | 0.0020207
Service sector | Hotels and Restaurants | Hotels and Restaurants | Post 2010 | 0.12405 | 0.12405 | 0.0169 | 0.00014525 | 0.00014525 | 5.0838e-05 | 9.4413e-05 | 0 | 0.00012114 | 2.4112e-05 | 0 | 0.1 | 1.38 | 0.1 | 0.1 | [64 empty] | 112.4399 | 39.0349 | 3.0779 | 124.8083 | 14.0526 | 4.0936 | 0.014329 | 0.00065969 | 0.01599 | 0.00023749
Service sector | Other non-residential buildings | Other non-residential buildings |  |  |  |  | 0.005 | 0.005 | 0.00175 | 0.00325 | 0
Service sector | Other non-residential buildings | Other non-residential buildings | Before 1945 | 3.6641 | 3.6641 | 0.6032 | 0.0006466 | 0.0006466 | 0.00022631 | 0.00042029 | 0 | 0.00053926 | 0.00010734 | 0 | 0.8 | 2.4 | 0.5 | 0.6 | [64 empty] | 199.8831 | 49.6583 | 2.2661 | 221.8703 | 17.877 | 3.014 | 0.7407 | 0.029954 | 0.824 | 0.010783
Service sector | Other non-residential buildings | Other non-residential buildings | 1945 - 1969 | 6.6031 | 6.6031 | 1.0036 | 0.0010758 | 0.0010758 | 0.00037653 | 0.00069928 | 0 | 0.00089722 | 0.00017858 | 0 | 0.6 | 2.3 | 0.4 | 0.5 | [64 empty] | 216.4277 | 49.6583 | 2.2661 | 240.2347 | 17.877 | 3.014 | 1.444 | 0.049837 | 1.6062 | 0.017941
Service sector | Other non-residential buildings | Other non-residential buildings | 1970 - 1979 | 4.8282 | 4.8282 | 0.7618 | 0.00081661 | 0.00081661 | 0.00028581 | 0.0005308 | 0 | 0.00068105 | 0.00013556 | 0 | 0.5 | 2.2 | 0.3 | 0.4 | [64 empty] | 160.4999 | 53.3826 | 2.2661 | 178.1549 | 19.2177 | 3.014 | 0.78587 | 0.040667 | 0.87473 | 0.01464
Service sector | Other non-residential buildings | Other non-residential buildings | 1980 - 1989 | 6.0687 | 6.0687 | 0.9308 | 0.00099777 | 0.00099777 | 0.00034922 | 0.00064855 | 0 | 0.00083214 | 0.00016563 | 0 | 0.3 | 2 | 0.2 | 0.3 | [64 empty] | 138.1708 | 57.107 | 2.2661 | 153.3696 | 20.5585 | 3.014 | 0.85227 | 0.053155 | 0.94905 | 0.019136
Service sector | Other non-residential buildings | Other non-residential buildings | 1990 - 1999 | 3.3779 | 3.3779 | 0.5642 | 0.00060479 | 0.00060479 | 0.00021168 | 0.00039312 | 0 | 0.0005044 | 0.0001004 | 0 | 0.2 | 1.7 | 0.15 | 0.2 | [64 empty] | 81.6736 | 58.2491 | 2.2661 | 90.6577 | 20.9697 | 3.014 | 0.28354 | 0.032864 | 0.31641 | 0.011831
Service sector | Other non-residential buildings | Other non-residential buildings | 2000 - 2010 | 4.4656 | 4.4656 | 0.7124 | 0.00076366 | 0.00076366 | 0.00026728 | 0.00049638 | 0 | 0.00063689 | 0.00012677 | 0 | 0.15 | 1.5 | 0.13 | 0.15 | [64 empty] | 60.6933 | 59.3913 | 2.2661 | 67.3695 | 21.3809 | 3.014 | 0.28115 | 0.04231 | 0.31431 | 0.015232
Service sector | Other non-residential buildings | Other non-residential buildings | Post 2010 | 0.64885 | 0.64885 | 0.0884 | 9.476e-05 | 9.476e-05 | 3.3166e-05 | 6.1594e-05 | 0 | 7.903e-05 | 1.573e-05 | 0 | 0.1 | 1.38 | 0.1 | 0.1 | [64 empty] | 27.9788 | 49.6583 | 2.2661 | 31.0565 | 17.877 | 3.014 | 0.019625 | 0.0043898 | 0.022107 | 0.0015803
0.005
3.876%
Estimated
Following information have been retrieved by experts questioning and relate to Northern Europe (Denmark, Finland, Sweden, Estonia, Latvia and Llithuania).
OFFICES
Construction materials:
Walls: in the majority of the cases BRICKS were used and INSULATION is present only in few cases.
Windows: about 50% of the frames are made of SYNTHETIC/PVC material and the other 50% of ALUMINIUM. LOW-EMITTANCE GLASS is present only in few cases.
Roofs: in the majority of the cases CONCRETE and BRICKS were used and INSULATION is most times not present.
Floors: in the majority of the cases CONCRETE was used and INSULATION is present only in few cases.
Construction methodologies:
Walls: the most common methodology is HONEYCOMB BRICKS/HOLLOW BLOCK WALL.
Windows: DOUBLE GLAZING is the most common.
Roofs: FLAT ROOF is the most common.
Floors: CONCRETE SLAB is the most common.
TRADE
Construction materials:
Walls: in the majority of the cases BRICKS were used and INSULATION is present only in few cases.
Windows: about 50% of the frames are made of SYNTHETIC/PVC material and the other 50% of ALUMINIUM. LOW-EMITTANCE GLASS is present only in few cases.
Roofs: in the majority of the cases CONCRETE and BRICKS were used and INSULATION is most times not present.
Floors: in the majority of the cases CONCRETE was used and INSULATION is present only in few cases.
Construction methodologies:
Walls: the most common methodology is HONEYCOMB BRICKS/HOLLOW BLOCK WALL.
Windows: SINGLE AND DOUBLE GLAZING are the most common.
Roofs: FLAT ROOF is the most common.
Floors: CONCRETE SLAB is the most common.
EDUCATION
Construction materials:
Walls: in the majority of the cases BRICKS and CONCRETE were used and INSULATION is present only in few cases.
Windows: about 50% of the frames are made of SYNTHETIC/PVC material and the other 50% of ALUMINIUM. LOW-EMITTANCE GLASS is present only in few cases.
Roofs: in the majority of the cases CONCRETE and BRICKS were used and INSULATION is most times not present.
Floors: in the majority of the cases CONCRETE was used and INSULATION is present only in few cases.
Construction methodologies:
Walls: the most common methodology is HONEYCOMB BRICKS/HOLLOW BLOCK WALL.
Windows: DOUBLE GLAZING is the most common.
Roofs: FLAT ROOF is the most common.
Floors: CONCRETE SLAB is the most common.
HEALTH
Construction materials:
Walls: in the majority of the cases BRICKS were used and INSULATION is present only in few cases.
Windows: about 50% of the frames are made of SYNTHETIC/PVC material and the other 50% of ALUMINIUM. LOW-EMITTANCE GLASS is present only in few cases.
Roofs: in the majority of the cases CONCRETE ans BRICKS were used and INSULATION is most times not present.
Floors: in the majority of the cases CONCRETE was used and INSULATION is present only in few cases.
Construction methodologies:
Walls: the most common methodology is HONEYCOMB BRICKS/HOLLOW BLOCK WALL.
Windows: SINGLE AND DOUBLE GLAZING are the most common.
Roofs: FLAT ROOF is the most common.
Floors: CONCRETE SLAB is the most common.
HOTELS AND RESTAURANTS
Construction materials:
Walls: in the majority of the cases BRICKS were used and INSULATION is present only in few cases.
Windows: about 50% of the frames are made of SYNTHETIC/PVC material and the other 50% of ALUMINIUM. LOW-EMITTANCE GLASS is present only in few cases.
Roofs: in the majority of the cases CONCRETE ans BRICKS were used and INSULATION is most times not present.
Floors: in the majority of the cases CONCRETE was used and INSULATION is present only in few cases.
Construction methodologies:
Walls: the most common methodology is HONEYCOMB BRICKS/HOLLOW BLOCK WALL.
Windows: DOUBLE GLAZING are the most common.
Roofs: FLAT ROOF is the most common.
Floors: CONCRETE SLAB is the most common.
OTHER NON RESIDENTIAL BUILDINGS
Construction materials:
Walls: in the majority of the cases BRICKS were used and INSULATION is present only in few cases.
Windows: about 50% of the frames are made of SYNTHETIC/PVC material and the other 50% of ALUMINIUM. LOW-EMITTANCE GLASS is present only in few cases.
Roofs: in the majority of the cases CONCRETE ans BRICKS were used and INSULATION is most times not present.
Floors: in the majority of the cases CONCRETE was used and INSULATION is present only in few cases.
Construction methodologies:
Walls: the most common methodology is HONEYCOMB BRICKS/HOLLOW BLOCK WALL.
Windows: SINGLE AND DOUBLE GLAZING are the most common.
Roofs: FLAT ROOF is the most common.
Floors: CONCRETE SLAB is the most common.
Following information have been retrieved by experts questioning and relate to Northern Europe (Denmark, Finland, Sweden, Estonia, Latvia and Llithuania).
OFFICES
Space heating:
The most common technologies are:
- condensing boiler, central, gas
- district heating
- heat pumps, electricity.
Space cooling:
Not present in most of the cases.
DHW:
The most common technologies are:
- condensing boiler, central, gas
- district heating
- heat pumps, electricity.
TRADE
Space heating:
The most common technologies are:
- condensing boiler, central, gas
- district heating
- heat pumps, electricity.
Space cooling:
Not present in most of the cases.
DHW:
The most common technologies are:
- condensing boiler, central, gas
- district heating
- heat pumps, electricity.
EDUCATION
Space heating:
The most common technologies are:
- condensing boiler, central, gas
- district heating
- heat pumps, electricity.
Space cooling:
Not present in most of the cases.
DHW:
The most common technologies are:
- condensing boiler, central, gas
- district heating
- heat pumps, electricity.
HEALTH
Space heating:
The most common technologies are:
- condensing boiler, central, gas
- district heating
- heat pumps, electricity.
Space cooling:
Present in most of the cases.
DHW:
The most common technologies are:
- condensing boiler, central, gas
- district heating
- heat pumps, electricity.
HOTELS AND RESTAURANTS
Space heating:
The most common technologies are:
- condensing boiler, central, gas
- district heating
- heat pumps, electricity.
Space cooling:
Not present in most of the cases.
DHW:
The most common technologies are:
- condensing boiler, central, gas
- district heating
- heat pumps, electricity.
OTHER NON RESIDENTIAL BUILDINGS
Space heating:
The most common technologies are:
- condensing boiler, central, gas
- district heating
- heat pumps, electricity.
Space cooling:
Not present in most of the cases.
DHW:
The most common technologies are:
- condensing boiler, central, gas
- district heating
- heat pumps, electricity.
Note on U2: TABULA, TABULA WebTool, 2017 http://webtool.building-typology.eu/#bm
Note on AF2: TABULA, TABULA WebTool, 2017 http://webtool.building-typology.eu/#bm
Note on AN2: TABULA, TABULA WebTool, 2017 http://webtool.building-typology.eu/#bm
Note on AU2: TABULA, TABULA WebTool, 2017 http://webtool.building-typology.eu/#bm
Note on BR2: SPezzutto: TABULA, TABULA WebTool, 2017 http://webtool.building-typology.eu/#bm
Note on BT2: SPezzutto: TABULA, TABULA WebTool, 2017 http://webtool.building-typology.eu/#bm

## France
[19 empty] | WALLS | [10 empty] | WINDOWS | [7 empty] | ROOF | [6 empty] | FLOOR | [8 empty] | SPACE HEATING | [13 empty] | SPACE COOLING |  | DHW
|  |  |  | Area |  |  |  |  | Tenure/ownership status and distribution |  |  | Occupancy |  |  | Construction features (U-values) |  |  |  | construction material |  |  |  | construction methodology | [6 empty] | construction material |  |  | construction methodology |  |  |  |  | construction material | [6 empty] | construction material |  |  |  | construction methodology |  |  |  |  | individual | central | district heating | boiler |  | combined | stove | electric heating | heat pump | fossil fuels |  |  | electricity | biomass | no space cooling | space cooling | individual | central | district heating | boiler |  | Combined | Solar collectors | heat pump | fossil fuels |  |  | electricity | biomass | Useful energy demand |  |  | Final energy consumption |  |  | Total useful energy demand |  | Total final energy consumption
Sector | Subsector | Building type | Buidling age class | Covered area: constructed [Mm²] | Covered area: heated [Mm²] | Covered area: cooled [Mm²] | Number of dwellings/units [Mil.] | Number of buildings [Mil.] | Owner occupied - dwellings/units [Mil.] | Private rented - dwellings/units [Mil.] | Social housing - dwellings/units [Mil.] | Occupied [Mil.] | Vacant [Mil.] | Secondary dwellings/ units and others [Mil.] | Walls | Windows | Roof | Floor | brick | concrete | wood | other | solid wall |  | cavity wall |  | honeycomb bricks / hollow blocks wall |  | other | wood | synthetic / pvc | aluminium | single glazing | double glazing |  | triple glazing |  | wood | concrete | concrete + bricks | tilted roof |  | flat roof |  | wood | concrete | concrete + bricks | other | concrete slab |  | wooden floor (rafters + boards) |  | other |  |  |  | non-condensing | condensing |  |  |  |  | solid | liquid | gas | [7 empty] | non-condensing | condensing |  |  |  | solid | liquid | gas |  |  | Space heating [kWh/m² year] | Space cooling [kWh/m² year] | Domestic hot water [kWh/m² year] | Space heating [kWh/m² year] | Space cooling [kWh/m² year] | Domestic hot water [kWh/m² year] | Space heating+Domestic hot water [TWh/year] | Space cooling [TWh/year] | Space heating+Domestic hot water [TWh/year] | Space cooling [TWh/year]
|  |  |  | 66.7156 | [19 empty] | insulation |  | insulation |  | insulation | [6 empty] | low-e |  | low-e |  |  |  |  | insulation |  | insulation | [5 empty] | insulation |  | insulation
Residential sector | Total | Total |  | 2619.0036 |  |  | 39.2563 | 14.15 | 25.5166 | 7.5765 | 6.1632 | 7.75
Residential sector | Total | Total | Before 1945 | 478.4802 | 295.203 | 36.2456 | 6.5742 | 2.69 | 4.2732 | 1.2688 | 1.0322 | 5.4492 | 0.47992 | 0.64505 | 1.6131 | 4.0487 | 1.3904 | 1.9146 | 67.94% |  |  | 32.05% | 79.08% |  |  |  | 20.91% |  |  | 100% |  |  | 100% |  |  |  |  | 96.16% | 3.838% |  | 96.16% | 33.42% | 3.838% |  |  | 100% |  |  | 100% |  |  |  |  | Widespread technology | Widespread technology |  | Widespread technology |  |  | Widespread technology |  |  |  | Widespread fuel | Widespread fuel |  |  | Most widespread technology |  | Most widespread technology |  |  | Most widespread technology | [5 empty] | Widespread fuel | Widespread fuel |  |  | 214.8806 | 29.0342 | 20.1807 | 286.4144 | 15.6117 | 20.1807 | 73.0895 | 1.0524 | 94.2064 | 0.56586 | 478.4802 | 62.74% | 33.42% | 3.838% | 100% |  | 9.538% | 9.753% | 12.78% | 2.675%
Residential sector | Total | Total | 1945 - 1969 | 370.7885 | 228.7572 | 25.4838 | 6.0007 | 2.09 | 3.9004 | 1.1581 | 0.9421 | 4.9361 | 0.43805 | 0.62656 | 2.7672 | 3.8175 | 2.1879 | 1.6513 | 29.1% | 70.9% |  |  | 100% | [6 empty] | 55.34% | 44.66% |  | 55.34% | 44.66% |  |  |  | 84.44% | 15.56% |  | 84.44% | 84.44% | 15.56% |  |  | 100% |  |  | 100% |  |  |  |  | Widespread technology | Widespread technology |  | Most widespread technology | [6 empty] | Widespread fuel | Widespread fuel |  |  | Most widespread technology |  | Widespread technology | Widespread technology |  | Most widespread technology | [6 empty] | Less widespread fuel | Most widespread fuel |  | 150.0981 | 69.8932 | 19.9726 | 200.0658 | 37.5816 | 19.9726 | 41.7416 | 1.7811 | 53.1721 | 0.95772 | 370.7885 | 29.1% | 55.34% | 15.56% | 100% |  | 7.894% | 4.236% | 12.78% | 7.168%
Residential sector | Total | Total | 1970 - 1979 | 408.5197 | 252.0374 | 27.5951 | 6.4075 | 2.27 | 4.1649 | 1.2366 | 1.006 | 5.2782 | 0.46775 | 0.66151 | 1.1478 | 3.4927 | 1.0297 | 1.1317 |  | 100% |  |  | 64.36% | 64.36% |  |  | 35.64% |  |  | 51.18% | 48.82% |  |  | 100% |  |  |  | 86.83% | 13.17% |  | 86.83% | 86.83% | 13.17% |  |  | 100% |  |  | 100% | 51.18% |  |  |  | Widespread technology |  | Widespread technology | Most widespread technology | [6 empty] | Most widespread fuel |  |  |  | Most widespread technology |  | Widespread technology |  | Widespread technology | Most widespread technology | [7 empty] | Most widespread fuel |  | 167.354 | 39.219 | 20.0131 | 223.0661 | 21.0881 | 20.0131 | 50.3552 | 1.0823 | 64.3967 | 0.58193 | 408.5197 | 35.64% | 51.18% | 13.17% | 100% |  | 11.52% | 8.356% | 15.25% | 7.813%
Residential sector | Total | Total | 1980 - 1989 | 391.5113 | 241.5431 | 26.6434 | 6.024 | 2.18 | 3.9156 | 1.1626 | 0.94577 | 4.9593 | 0.43975 | 0.62494 | 0.43723 | 2.8258 | 0.49986 | 0.64321 |  | 100% |  |  | 67.15% | 67.15% |  |  | 32.85% | 32.85% |  | 55.41% | 44.59% |  |  | 100% |  |  |  | 32.85% | 67.15% |  | 32.85% | 32.85% | 67.15% | 67.15% |  | 100% |  |  | 100% | 100% |  |  |  | Widespread technology | Widespread technology |  |  | Widespread technology |  | Widespread technology |  |  | Less widespread fuel |  | Most widespread fuel |  |  | Most widespread technology |  | Widespread technology |  | Widespread technology | Most widespread technology | [6 empty] | Less widespread fuel | Most widespread fuel |  | 123.6644 | 25.9409 | 19.9958 | 164.8323 | 13.9484 | 19.9958 | 37.6989 | 0.69115 | 47.6327 | 0.37163 | 391.5113 | 32.85% | 55.41% | 11.74% | 100% |  | 12.15% | 8.336% | 18.73% | 8.495%
Residential sector | Total | Total | 1990 - 1999 | 258.4152 | 159.4229 | 20.025 | 3.8109 | 1.28 | 2.4771 | 0.7355 | 0.59831 | 3.1174 | 0.2782 | 0.4153 | 0.3338 | 2.6447 | 0.37794 | 0.38073 |  | 100% |  |  | 100% | 100% | [6 empty] | 100% |  |  | 100% |  |  |  | 47.66% | 52.34% |  | 47.66% | 91.33% | 52.34% | 96% |  | 100% |  |  | 100% | 100% |  |  |  | Less widespread technology | Widespread technology | Widespread technology |  | Less widespread technology |  | Less widespread technology | Most widespread technology |  | Less widespread fuel |  | Most widespread fuel |  |  | Most widespread technology |  | Most widespread technology |  |  | Most widespread technology |  |  |  | Less widespread technology |  |  | Less widespread fuel | Most widespread fuel |  | 84.5082 | 29.6032 | 19.8173 | 112.641 | 15.9176 | 19.8173 | 18.5936 | 0.5928 | 23.0787 | 0.31875 | 258.4152 | 3.998% | 87.33% | 8.672% | 100% |  | 8.925% | 0.8158% | 19.06% | 5.402%
Residential sector | Total | Total | 2000 - 2010 | 385.135 | 237.609 | 26.2866 | 5.9185 | 2.15 | 3.847 | 1.1423 | 0.9292 | 4.8712 | 0.43205 | 0.61517 | 0.3168 | 1.6 | 0.21646 | 0.29473 |  | 100% |  |  | 100% | 100% | [5 empty] | 65.87% | 34.13% |  |  | 100% | 65.87% |  |  | 31.74% | 68.26% |  | 31.74% | 31.74% | 68.26% | 68.26% |  | 100% |  |  | 100% | 100% |  |  |  | Less widespread technology | Widespread technology | Widespread technology | Widespread technology | Less widespread technology |  |  | Widespread technology |  |  |  | Most widespread fuel |  |  | Widespread technology | Widespread technology | Most widespread technology |  |  | Widespread technology |  |  |  | Widespread technology |  |  | Less widespread fuel | Most widespread fuel |  | 77.9727 | 34.4024 | 19.9889 | 103.9299 | 18.4982 | 19.9889 | 26.2255 | 0.90432 | 32.3931 | 0.48625 | 385.135 | 31.74% | 56.62% | 11.65% | 100% |  | 11.63% | 7.61% | 18.59% | 9.551%
Residential sector | Total | Total | Post 2010 | 326.1536 | 201.2175 | 18.2527 | 4.5205 | 1.49 | 2.9383 | 0.87246 | 0.70972 | 3.7106 | 0.33 | 0.47991 | 0.19235 | 1.4 | 0.13912 | 0.20309 |  | 100% |  |  | 100% | 100% | [5 empty] | 100% |  |  |  | 100% | 100% |  |  | 19.41% | 80.59% |  | 19.41% | 19.41% | 80.59% | 80.59% |  | 100% |  |  | 100% | 100% |  |  |  | Less widespread technology | Most widespread technology |  |  | Most widespread technology |  |  |  | Less widespread technology |  |  | Most widespread fuel | Less widespread fuel |  | Most widespread technology | Less widespread technology |  | Most widespread technology |  | Most widespread technology | Less widespread technology |  |  | Less widespread technology |  |  | Less widespread fuel | Most widespread fuel |  | 54.3356 | 17.3051 | 19.9126 | 72.4239 | 9.305 | 19.9126 | 17.4279 | 0.31586 | 21.0675 | 0.16984 | 326.1536 | 19.41% | 76.18% | 4.415% | 100% |  | 13.82% | 6.828% | 17.65% | 6.811%
Residential sector | Single family- Terraced houses | Single family- Terraced houses |  |  |  |  | 12.5421 | 6.84 | 8.1524 | 2.4206 | 1.9691
Residential sector | Single family- Terraced houses | Single family- Terraced houses | Before 1945 | 300.2089 | 185.2225 | 21.5344 | 4.0397 | 2.11 | 2.6258 | 0.77967 | 0.63424 | 3.3778 | 0.2949 | 0.36707 | 1.617 | 4.8 | 1.3563 | 1.8125 | 66.66% |  |  | 33.33% | 66.66% |  |  |  | 33.33% |  |  | 100% |  |  | 100% |  |  |  |  | 100% |  |  | 100% |  |  |  |  | 100% |  |  | 100% |  |  |  |  | Most widespread technology | [5 empty] | Most widespread technology |  |  |  | Most widespread fuel |  |  |  | Most widespread technology |  | Most widespread technology |  |  | Most widespread technology | [5 empty] | Most widespread fuel |  |  |  | 243.8906 | 23.4625 | 20.4111 | 325.0818 | 12.6158 | 20.4111 | 51.3016 | 0.50525 | 66.3401 | 0.27167
Residential sector | Single family- Terraced houses | Single family- Terraced houses | 1945 - 1969 | 107.8852 | 66.5587 | 10.7726 | 1.6534 | 1.01 | 1.0747 | 0.3191 | 0.25958 | 1.3824 | 0.1207 | 0.15023 | 2.2 | 2.6 | 1.205 | 1.9625 | 100% |  |  |  | 100% | [7 empty] | 100% |  |  | 100% |  |  |  | 100% |  |  | 100% | 100% |  |  |  | 100% |  |  | 100% |  |  |  |  | Most widespread technology |  |  | Most widespread technology | [6 empty] | Most widespread fuel |  |  |  | Most widespread technology |  | Most widespread technology |  |  | Most widespread technology | [7 empty] | Most widespread fuel |  | 197.9101 | 33.3938 | 20.4111 | 263.7943 | 17.9558 | 20.4111 | 15.3747 | 0.35974 | 19.7599 | 0.19343
Residential sector | Single family- Terraced houses | Single family- Terraced houses | 1970 - 1979 | 145.6163 | 89.8389 | 12.8839 | 2.1701 | 1.19 | 1.4106 | 0.41883 | 0.3407 | 1.8145 | 0.15842 | 0.19719 | 1.932 | 2.77 | 1.31 | 0.715 |  | 100% | [6 empty] | 100% |  |  |  | 100% |  |  | 100% |  |  |  | 100% |  |  | 100% | 100% |  |  |  | 100% |  |  | 100% |  |  |  |  | Most widespread technology |  |  | Most widespread technology | [6 empty] | Most widespread fuel |  |  |  | Most widespread technology |  | Most widespread technology |  |  | Most widespread technology | [7 empty] | Most widespread fuel |  | 225.3141 | 26.7799 | 20.4111 | 300.3212 | 14.3996 | 20.4111 | 23.2142 | 0.34503 | 29.9527 | 0.18552
Residential sector | Single family- Terraced houses | Single family- Terraced houses | 1980 - 1989 | 128.6079 | 79.3447 | 11.9322 | 1.8856 | 1.08 | 1.2256 | 0.36391 | 0.29603 | 1.5766 | 0.13765 | 0.17133 | 0.445 | 2.95 | 0.29 | 0.78 |  | 100% | [6 empty] | 100% | 100% |  |  | 100% |  |  | 100% |  |  |  | 100% |  |  | 100% | 100% |  |  |  | 100% |  |  | 100% | 100% |  |  |  | Widespread technology | Widespread technology |  |  |  |  | Most widespread technology |  |  | Widespread fuel |  | Widespread fuel |  |  | Most widespread technology |  | Most widespread technology |  |  | Most widespread technology | [7 empty] | Most widespread fuel |  | 194.5007 | 23.7765 | 20.4111 | 259.2499 | 12.7846 | 20.4111 | 18.0576 | 0.28371 | 23.1851 | 0.15255
Residential sector | Single family- Terraced houses | Single family- Terraced houses | 1990 - 1999 | 10.3304 | 6.3675 | 5.3138 | 0.14637 | 0.1 | 0.09514 | 0.028249 | 0.02298 | 0.12238 | 0.010685 | 0.0133 | 0.36 | 2.2 | 0.22 | 0.42 |  | 100% |  |  | 100% | 100% | [6 empty] | 100% |  |  | 100% |  |  |  | 100% |  |  | 100% | 100% |  |  |  | 100% |  |  | 100% | 100% |  |  |  |  | Widespread technology | Widespread technology |  |  |  | Most widespread technology |  |  | Most widespread fuel |  |  |  |  | Most widespread technology |  | Most widespread technology | [6 empty] | Most widespread technology |  |  |  | Most widespread fuel |  | 153.3669 | 21.7567 | 20.4111 | 204.4228 | 11.6986 | 20.4111 | 1.1874 | 0.11561 | 1.5125 | 0.062164
Residential sector | Single family- Terraced houses | Single family- Terraced houses | 2000 - 2010 | 122.2317 | 75.4105 | 11.5754 | 1.7902 | 1.05 | 1.1636 | 0.34551 | 0.28106 | 1.4968 | 0.13068 | 0.16267 | 0.3225 | 1.6 | 0.18 | 0.275 |  | 100% |  |  | 100% | 100% | [5 empty] | 100% |  |  |  | 100% | 100% |  |  | 100% |  |  | 100% | 100% |  |  |  | 100% |  |  | 100% | 100% |  |  |  |  | Widespread technology | Widespread technology |  |  |  |  | Most widespread technology |  |  |  | Most widespread fuel |  |  |  | Most widespread technology | Most widespread technology | [6 empty] | Most widespread technology |  |  |  | Most widespread fuel |  | 106.9072 | 25.4299 | 20.4111 | 142.4966 | 13.6737 | 20.4111 | 10.5568 | 0.29436 | 13.2406 | 0.15828
Residential sector | Single family- Terraced houses | Single family- Terraced houses | Post 2010 | 63.2903 | 39.0437 | 3.5415 | 0.85681 | 0.3 | 0.55692 | 0.16536 | 0.13452 | 0.7164 | 0.062547 | 0.077854 | 0.23 | 1.4 | 0.14 | 0.2 |  | 100% |  |  | 100% | 100% | [5 empty] | 100% |  |  |  | 100% | 100% |  |  | 100% |  |  | 100% | 100% |  |  |  | 100% |  |  | 100% | 100% |  |  |  |  | Most widespread technology | [6 empty] | Most widespread technology |  |  |  | Most widespread fuel |  |  | Most widespread technology |  | Most widespread technology | [5 empty] | Most widespread technology |  |  |  | Most widespread fuel |  | 66.916 | 20.6788 | 20.4111 | 89.1924 | 11.119 | 20.4111 | 3.9045 | 0.073234 | 4.7742 | 0.039378
Residential sector | Multifamily houses | Multifamily houses |  |  |  |  | 21.3479 | 6.45 | 13.8761 | 4.1201 | 3.3516 | 7.75
Residential sector | Multifamily houses | Multifamily houses | Before 1945 | 159.9087 | 98.6573 | 8.9479 | 2.1518 | 0.5 | 1.3987 | 0.4153 | 0.33783 | 1.7584 | 0.15708 | 0.2363 | 1.55 | 2.6667 | 1.35 | 2.1 | 66.66% |  |  | 33.33% | 100% | [6 empty] | 100% |  |  | 100% |  |  |  |  | 100% |  |  | 100% | 100% |  |  |  | 100% |  |  | 100% | [5 empty] | Most widespread technology |  | Most widespread technology | [7 empty] | Most widespread fuel |  |  | Most widespread technology |  | Most widespread technology |  |  | Most widespread technology | [6 empty] | Most widespread fuel |  |  | 166.0277 | 38.417 | 19.7926 | 221.2983 | 20.6568 | 19.7926 | 19.5448 | 0.34375 | 24.9977 | 0.18484
Residential sector | Multifamily houses | Multifamily houses | 1945 - 1969 | 205.1923 | 126.5972 | 11.4819 | 3.1446 | 0.88 | 2.044 | 0.60692 | 0.49371 | 2.5698 | 0.22956 | 0.34532 | 3 | 4.8 | 2.42 | 1.55 |  | 100% |  |  | 100% | [6 empty] | 100% |  |  | 100% |  |  |  |  | 100% |  |  | 100% | 100% |  |  |  | 100% |  |  | 100% | [5 empty] | Most widespread technology |  | Most widespread technology | [7 empty] | Most widespread fuel |  |  | Most widespread technology |  | Widespread technology | Widespread technology |  | Most widespread technology | [7 empty] | Most widespread fuel |  | 130.478 | 84.8711 | 19.7926 | 173.9141 | 45.6352 | 19.7926 | 20.5794 | 0.97448 | 26.0783 | 0.52398
Residential sector | Multifamily houses | Multifamily houses | 1970 - 1979 | 209.1001 | 129.0083 | 11.7005 | 3.1162 | 0.91 | 2.0255 | 0.60142 | 0.48924 | 2.5465 | 0.22748 | 0.3422 | 0.695 | 4.2 | 0.59 | 1.34 |  | 100% |  |  | 100% | 100% | [5 empty] | 100% |  |  |  | 100% |  |  |  | 100% |  |  | 100% | 100% |  |  |  | 100% |  |  | 100% | 100% | [5 empty] | Most widespread technology | Most widespread technology | [6 empty] | Most widespread fuel |  |  |  | Most widespread technology |  |  |  | Most widespread technology | Most widespread technology | [7 empty] | Most widespread fuel |  | 135.2511 | 46.1088 | 19.7926 | 180.2762 | 24.7927 | 19.7926 | 21.5872 | 0.5395 | 27.3958 | 0.29009
Residential sector | Multifamily houses | Multifamily houses | 1980 - 1989 | 216.9388 | 133.8448 | 12.1392 | 3.1806 | 0.95 | 2.0674 | 0.61386 | 0.49936 | 2.5991 | 0.23218 | 0.34927 | 0.36 | 2.8 | 0.62 | 0.62 |  | 100% |  |  | 100% | 100% | [5 empty] | 100% |  |  |  | 100% |  |  |  |  | 100% |  |  |  | 100% | 100% |  | 100% |  |  | 100% | 100% |  |  |  | Widespread technology | Widespread technology |  |  | Most widespread technology | [6 empty] | Most widespread fuel |  |  | Most widespread technology |  |  |  | Most widespread technology | Most widespread technology | [7 empty] | Most widespread fuel |  | 89.0125 | 26.9997 | 19.7926 | 118.6448 | 14.5177 | 19.7926 | 16.2077 | 0.32775 | 20.1738 | 0.17623
Residential sector | Multifamily houses | Multifamily houses | 1990 - 1999 | 225.6752 | 139.2352 | 13.4572 | 3.1975 | 1.1 | 2.0784 | 0.61712 | 0.50201 | 2.613 | 0.23342 | 0.35113 | 0.33 | 2.6 | 0.38 | 0.38 |  | 100% |  |  | 100% | 100% | [6 empty] | 100% |  |  | 100% |  |  |  | 50% | 50% |  | 50% | 100% | 50% | 100% |  | 100% |  |  | 100% | 100% |  |  |  |  | Widespread technology | Widespread technology |  |  |  |  | Most widespread technology |  |  |  | Most widespread fuel |  |  | Most widespread technology |  | Most widespread technology |  |  | Most widespread technology | [7 empty] | Most widespread fuel |  | 81.6409 | 29.9299 | 19.7926 | 108.8191 | 16.0933 | 19.7926 | 15.834 | 0.40277 | 19.6182 | 0.21657
Residential sector | Multifamily houses | Multifamily houses | 2000 - 2010 | 218.0453 | 134.5276 | 12.2011 | 3.1935 | 0.97 | 2.0758 | 0.61634 | 0.50137 | 2.6097 | 0.23312 | 0.35069 | 0.315 | 1.6 | 0.23 | 0.315 |  | 100% |  |  | 100% | 100% | [5 empty] | 50% | 50% |  |  | 100% | 50% |  |  |  | 100% |  |  |  | 100% | 100% |  | 100% |  |  | 100% | 100% |  |  |  |  | Widespread technology | Widespread technology | Most widespread technology | [7 empty] | Most widespread fuel |  |  | Most widespread technology |  | Most widespread technology |  |  | Most widespread technology | [7 empty] | Most widespread fuel |  | 64.5203 | 38.574 | 19.7926 | 85.9991 | 20.7412 | 19.7926 | 12.9954 | 0.47064 | 15.8849 | 0.25307
Residential sector | Multifamily houses | Multifamily houses | Post 2010 | 248.464 | 153.2959 | 13.9032 | 3.3636 | 1.14 | 2.1864 | 0.64918 | 0.52809 | 2.7487 | 0.24555 | 0.36937 | 0.18 | 1.4 | 0.14 | 0.2 |  | 100% |  |  | 100% | 100% | [5 empty] | 100% |  |  |  | 100% | 100% |  |  |  | 100% |  |  |  | 100% | 100% |  | 100% |  |  | 100% | 100% |  |  |  |  | Most widespread technology |  |  | Most widespread technology | [6 empty] | Most widespread fuel |  |  | Most widespread technology |  |  | Most widespread technology |  | Most widespread technology | [7 empty] | Most widespread fuel |  | 51.3066 | 16.4928 | 19.7926 | 68.3866 | 8.8682 | 19.7926 | 12.7828 | 0.2293 | 15.4011 | 0.1233
Residential sector | Appartment blocks | Appartment blocks |  | -323.39 |  |  | 5.3663 | 0.86 | 3.4881 | 1.0357 | 0.8425 | 4.39
Residential sector | Appartment blocks | Appartment blocks | Before 1945 | 18.3626 | 11.3233 | 5.7632 | 0.38266 | 0.08 | 0.24873 | 0.073854 | 0.060078 | 0.31305 | 0.027934 | 0.04168 | 2.1 | 3.8 | 2.3 | 1.97 | 100% |  |  |  | 100% | [6 empty] | 100% |  |  | 100% | [5 empty] | 100% |  |  |  | 100% |  |  | 100% |  |  | 100% |  |  |  |  | Most widespread technology |  |  | Most widespread technology | [7 empty] | Most widespread fuel |  |  | Most widespread technology |  | Most widespread technology |  |  | Most widespread technology | [6 empty] | Most widespread fuel |  |  | 166.0277 | 38.417 | 19.7926 | 221.2983 | 20.6568 | 19.7926 | 2.2434 | 0.22141 | 2.8693 | 0.11905
Residential sector | Appartment blocks | Appartment blocks | 1945 - 1969 | 57.7111 | 35.6013 | 3.2293 | 1.2027 | 0.2 | 0.78172 | 0.23211 | 0.18882 | 0.98386 | 0.087793 | 0.131 | 3 | 2.6 | 3.2 | 1.43 |  | 100% |  |  | 100% | [7 empty] | 100% |  |  | 100% |  |  |  |  | 100% |  |  |  | 100% |  |  | 100% |  |  | 100% |  |  |  |  | Most widespread technology |  |  | Most widespread technology | [7 empty] | Most widespread fuel |  |  | Most widespread technology |  | Most widespread technology |  |  | Most widespread technology | [6 empty] | Most widespread fuel |  |  | 130.478 | 84.8711 | 19.7926 | 173.9141 | 45.6352 | 19.7926 | 5.7874 | 0.27408 | 7.3338 | 0.14737
Residential sector | Appartment blocks | Appartment blocks | 1970 - 1979 | 53.8033 | 33.1902 | 3.0106 | 1.1212 | 0.17 | 0.72879 | 0.21639 | 0.17603 | 0.91724 | 0.081849 | 0.12213 | 0.785 | 2.7 | 1.98 | 1.45 |  | 100% |  |  | 100% | 100% | [6 empty] | 100% |  |  | 100% |  |  |  |  | 100% |  |  |  | 100% |  |  | 100% |  |  | 100% | [6 empty] | Most widespread technology | Most widespread technology | [6 empty] | Most widespread fuel |  |  |  | Most widespread technology |  |  |  | Most widespread technology | Most widespread technology | [7 empty] | Most widespread fuel |  | 135.2511 | 46.1088 | 19.7926 | 180.2762 | 24.7927 | 19.7926 | 5.5539 | 0.13882 | 7.0483 | 0.074642
Residential sector | Appartment blocks | Appartment blocks | 1980 - 1989 | 45.9646 | 28.3537 | 2.572 | 0.95786 | 0.15 | 0.62261 | 0.18487 | 0.15038 | 0.78361 | 0.069924 | 0.10433 | 0.78 | 2.6 | 0.52 | 0.37 |  | 100% |  |  | 100% | 100% | [6 empty] | 100% |  |  | 100% |  |  |  |  | 100% |  |  |  | 100% | 100% |  | 100% |  |  | 100% | 100% |  |  |  | Most widespread technology |  |  |  | Most widespread technology | [6 empty] | Most widespread fuel |  |  | Most widespread technology |  | Most widespread technology |  |  | Most widespread technology | [6 empty] | Most widespread fuel |  |  | 89.0125 | 26.9997 | 19.7926 | 118.6448 | 14.5177 | 19.7926 | 3.4336 | 0.069444 | 4.2738 | 0.03734
Residential sector | Appartment blocks | Appartment blocks | 1990 - 1999 | 22.4097 | 13.8204 | 1.254 | 0.467 | 0.08 | 0.30355 | 0.090131 | 0.073319 | 0.38204 | 0.034091 | 0.050866 | 0.36 | 3.3 | 0.43 | 0.37 |  | 100% |  |  | 100% | 100% | [6 empty] | 100% |  |  | 100% |  |  |  |  | 100% |  |  |  | 100% | 100% |  | 100% |  |  | 100% | 100% |  |  |  | Most widespread technology |  |  |  | Most widespread technology | [6 empty] | Most widespread fuel |  |  | Most widespread technology |  | Most widespread technology |  |  | Most widespread technology | [6 empty] | Most widespread fuel |  |  | 81.6409 | 29.9299 | 19.7926 | 108.8191 | 16.0933 | 19.7926 | 1.5719 | 0.037531 | 1.9475 | 0.02018
Residential sector | Appartment blocks | Appartment blocks | 2000 - 2010 | 44.858 | 27.671 | 2.5101 | 0.9348 | 0.13 | 0.60762 | 0.18042 | 0.14676 | 0.76474 | 0.068241 | 0.10182 | 0.31 | 1.6 | 0.25 | 0.25 |  | 100% |  |  | 100% | 100% | [5 empty] | 50% | 50% |  |  | 100% | 50% |  |  |  | 100% |  |  |  | 100% | 100% |  | 100% |  |  | 100% | 100% |  |  |  | Most widespread technology |  |  |  | Most widespread technology | [6 empty] | Most widespread fuel |  |  | Most widespread technology |  | Most widespread technology |  |  | Most widespread technology | [6 empty] | Most widespread fuel |  |  | 64.5203 | 38.574 | 19.7926 | 85.9991 | 20.7412 | 19.7926 | 2.6732 | 0.096825 | 3.2675 | 0.052063
Residential sector | Appartment blocks | Appartment blocks | Post 2010 | 14.3994 | 8.878 | 0.80798 | 0.30007 | 0.05 | 0.19505 | 0.057914 | 0.047111 | 0.24548 | 0.021905 | 0.032684 | 0.24 | 1.4 | 0.12 | 0.27 |  | 100% |  |  | 100% | 100% | [5 empty] | 100% |  |  |  | 100% | 100% |  |  |  | 100% |  |  |  | 100% | 100% |  | 100% |  |  | 100% | 100% |  |  |  | Most widespread technology |  |  |  | Most widespread technology | [6 empty] | Most widespread fuel |  |  | Most widespread technology |  |  | Most widespread technology |  |  | Most widespread technology | [5 empty] | Most widespread fuel |  |  | 51.3066 | 16.4928 | 19.7926 | 68.3866 | 8.8682 | 19.7926 | 0.7405 | 0.013326 | 0.89214 | 0.0071653
Service sector | Total | Total |  |  |  |  | 6.1303 | 1.473 | 2.5461 | 3.5842 | 0
Service sector | Total | Total | Before 1945 | 367.71 | 367.71 | 98.1594 | 2.2389 | 0.61354 | 0.91567 | 1.3233 | 0 | 1.35 | 0.26821 | 0.62073 | 2.1 | 5 | 1.8 | 1.8 | [64 empty] | 188.7985 | 76.3013 | 6.8539 | 209.5663 | 42.7287 | 8.8415 | 71.9433 | 7.4897 | 80.5007 | 4.1942 | 367.71 | 16.42% | 23.93% | 27.02% | 13.95% | 8.866% | 9.82% | 100% |  | 14.35% | 21.81% | 8.573% | 45.87% | 21.26% | 14.1%
Service sector | Total | Total | 1945 - 1969 | 73.2 | 73.2 | 18.5155 | 0.48508 | 0.12188 | 0.20448 | 0.2806 | 0 | 0.4362 | 0.056919 | 0.01 | 1.65 | 4.7 | 1.4 | 1.4 | [64 empty] | 189.2186 | 80.2652 | 6.6671 | 210.0326 | 44.9485 | 8.6006 | 14.3388 | 1.4862 | 16.194 | 0.83225 | 73.2 | 23.16% | 21.78% | 24.25% | 12.94% | 8.525% | 9.358% | 100% |  | 4.031% | 7.373% | 1.893% | 13.67% | 5.197% | 4.008%
Service sector | Total | Total | 1970 - 1979 | 49.08 | 49.08 | 12.0338 | 0.34964 | 0.082419 | 0.14518 | 0.20446 | 0 | 0.31492 | 0.041146 | 0.01 | 1.42 | 4.4 | 1 | 1.2 | [64 empty] | 160.9958 | 81.6704 | 6.9235 | 178.7054 | 45.7354 | 8.9314 | 8.2415 | 0.9828 | 9.3992 | 0.55037 | 49.08 | 23.49% | 25.96% | 21.39% | 14.12% | 8.191% | 6.846% | 100% |  | 5.811% | 10.15% | 2.221% | 19.13% | 6.391% | 3.263%
Service sector | Total | Total | 1980 - 1989 | 117.65 | 117.65 | 30.5682 | 0.91502 | 0.19773 | 0.37508 | 0.53993 | 0 | 0.68294 | 0.10774 | 0.12434 | 1.2 | 3.4 | 0.8 | 1 | [64 empty] | 134.397 | 79.4545 | 7.1196 | 149.1806 | 44.4945 | 9.1843 | 16.6494 | 2.4288 | 18.8216 | 1.3601 | 117.65 | 24.39% | 31.13% | 18.95% | 15.04% | 7.089% | 3.408% | 100% |  | 11.16% | 15.19% | 3.671% | 29.82% | 8.517% | 2.734%
Service sector | Total | Total | 1990 - 1999 | 136.47 | 136.47 | 35.6553 | 1.0377 | 0.22548 | 0.43434 | 0.60341 | 0 | 0.75694 | 0.1208 | 0.16002 | 1 | 3.3 | 0.6 | 0.8 | [64 empty] | 100.7476 | 74.1957 | 7.0606 | 111.8299 | 41.5496 | 9.1082 | 14.7126 | 2.6455 | 16.6944 | 1.4815 | 136.47 | 27.07% | 26.89% | 19.31% | 15.29% | 8.515% | 2.938% | 100% |  | 14.47% | 15.46% | 4.682% | 32.8% | 11.44% | 2.693%
Service sector | Total | Total | 2000 - 2010 | 105.82 | 105.82 | 27.3706 | 0.79219 | 0.17452 | 0.32895 | 0.46324 | 0 | 0.58376 | 0.092552 | 0.11588 | 0.4 | 2.7 | 0.3 | 0.4 | [64 empty] | 74.9304 | 76.8674 | 7.2138 | 83.1727 | 43.0458 | 9.3058 | 8.6925 | 2.1039 | 9.9761 | 1.1782 | 105.82 | 25.31% | 27.7% | 19.41% | 16.55% | 7.428% | 3.61% | 100% |  | 11.28% | 10.87% | 4% | 28.2% | 7.641% | 2.512%
Service sector | Total | Total | Post 2010 | 34.26 | 34.26 | 8.0279 | 0.31171 | 0.057429 | 0.14238 | 0.16932 | 0 | 0.27956 | 0.034449 | 0.002 | 0.45 | 2.6 | 0.37 | 0.38 | [64 empty] | 51.1527 | 61.0789 | 5.7539 | 56.7795 | 34.2042 | 7.4226 | 1.9496 | 0.49034 | 2.3896 | 0.40459 | 34.26 | 52.54% | 13.31% | 11.44% | 7.706% | 4.962% | 10.04% | 100% |  | 12.99% | 3.305% | 1.34% | 11.98% | 4.182% | 4.604%
Service sector | Offices | Offices |  |  |  |  | 2.5784 | 0.3 | 1.2634 | 1.315 | 0
Service sector | Offices | Offices | Before 1945 | 60.37 | 60.37 | 16.1126 | 0.78119 | 0.090891 | 0.38278 | 0.39841 | 0 | 0.39 | 0.080853 | 0.31034 | 2.1 | 5 | 1.8 | 1.8 | [64 empty] | 190.3779 | 76.3013 | 4.059 | 211.3194 | 42.7287 | 5.2361 | 11.7382 | 1.2294 | 13.2635 | 0.68847
Service sector | Offices | Offices | 1945 - 1969 | 16.95 | 16.95 | 4.3762 | 0.21933 | 0.025519 | 0.10747 | 0.11186 | 0 | 0.19663 | 0.022701 | 0.001 | 1.65 | 4.7 | 1.4 | 1.4 | [64 empty] | 190.3779 | 70.9602 | 4.059 | 211.3194 | 39.7377 | 5.2361 | 3.2957 | 0.31053 | 3.8606 | 0.1739
Service sector | Offices | Offices | 1970 - 1979 | 11.53 | 11.53 | 2.9111 | 0.1492 | 0.017359 | 0.073107 | 0.076091 | 0 | 0.13376 | 0.015442 | 0.001 | 1.42 | 4.4 | 1 | 1.2 | [64 empty] | 165.0977 | 71.6698 | 4.059 | 183.2584 | 40.1351 | 5.2361 | 1.9504 | 0.20864 | 2.3633 | 0.11684
Service sector | Offices | Offices | 1980 - 1989 | 28.69 | 28.69 | 7.5495 | 0.37125 | 0.043195 | 0.18191 | 0.18934 | 0 | 0.19 | 0.038424 | 0.14283 | 1.2 | 3.4 | 0.8 | 1 | [64 empty] | 139.8174 | 65.9363 | 4.059 | 155.1974 | 36.9243 | 5.2361 | 4.1278 | 0.49778 | 4.7928 | 0.27876
Service sector | Offices | Offices | 1990 - 1999 | 36.94 | 36.94 | 9.7795 | 0.478 | 0.055616 | 0.23422 | 0.24378 | 0 | 0.25 | 0.049474 | 0.17853 | 1 | 3.3 | 0.6 | 0.8 | [64 empty] | 103.5835 | 60.2027 | 4.059 | 114.9777 | 33.7135 | 5.2361 | 3.9763 | 0.58875 | 4.6307 | 0.3297
Service sector | Offices | Offices | 2000 - 2010 | 26.78 | 26.78 | 7.0332 | 0.34653 | 0.040319 | 0.1698 | 0.17673 | 0 | 0.18 | 0.035866 | 0.13067 | 0.4 | 2.7 | 0.3 | 0.4 | [64 empty] | 75.1232 | 54.7844 | 4.059 | 83.3868 | 30.6793 | 5.2361 | 2.1205 | 0.38531 | 2.5633 | 0.21577
Service sector | Offices | Offices | Post 2010 | 18 | 18 | 4.66 | 0.23292 | 0.0271 | 0.11413 | 0.11879 | 0 | 0.20881 | 0.024107 | 0.001 | 0.45 | 2.6 | 0.37 | 0.38 | [64 empty] | 55.4644 | 54.1839 | 4.059 | 61.5655 | 30.343 | 5.2361 | 1.0714 | 0.2725 | 1.3924 | 0.2714
Service sector | Trade | Trade |  |  |  |  | 2.8969 | 0.518 | 0.98494 | 1.9119 | 0
Service sector | Trade | Trade | Before 1945 | 88 | 88 | 23.581 | 1.1387 | 0.20362 | 0.38717 | 0.75156 | 0 | 1.0362 | 0.10249 | 0 | 2.1 | 5 | 1.8 | 1.8 | [64 empty] | 201.5136 | 76.3013 | 7.3061 | 223.6801 | 42.7287 | 9.4249 | 18.3761 | 1.7993 | 20.5132 | 1.0076
Service sector | Trade | Trade | 1945 - 1969 | 15.94 | 15.94 | 4.0653 | 0.20626 | 0.036883 | 0.07013 | 0.13613 | 0 | 0.1877 | 0.018564 | 0 | 1.65 | 4.7 | 1.4 | 1.4 | [64 empty] | 201.5136 | 95.3767 | 7.3061 | 223.6801 | 53.4109 | 9.4249 | 3.3286 | 0.38774 | 3.7157 | 0.21713
Service sector | Trade | Trade | 1970 - 1979 | 12.74 | 12.74 | 3.2382 | 0.16486 | 0.029478 | 0.056051 | 0.1088 | 0 | 0.15002 | 0.014837 | 0 | 1.42 | 4.4 | 1 | 1.2 | [64 empty] | 176.7794 | 96.3304 | 7.3061 | 196.2252 | 53.945 | 9.4249 | 2.3453 | 0.31194 | 2.62 | 0.17468
Service sector | Trade | Trade | 1980 - 1989 | 36.63 | 36.63 | 9.6957 | 0.47399 | 0.084756 | 0.16116 | 0.31284 | 0 | 0.43133 | 0.042659 | 0 | 1.2 | 3.4 | 0.8 | 1 | [64 empty] | 152.0453 | 104.0369 | 7.3061 | 168.7703 | 58.2606 | 9.4249 | 5.837 | 1.0087 | 6.5273 | 0.56488
Service sector | Trade | Trade | 1990 - 1999 | 36.69 | 36.69 | 9.7119 | 0.47477 | 0.084895 | 0.16142 | 0.31335 | 0 | 0.43204 | 0.042729 | 0 | 1 | 3.3 | 0.6 | 0.8 | [64 empty] | 111.5713 | 111.7433 | 7.3061 | 123.8441 | 62.5762 | 9.4249 | 4.3616 | 1.0852 | 4.8896 | 0.60773
Service sector | Trade | Trade | 2000 - 2010 | 29.31 | 29.31 | 7.7171 | 0.37927 | 0.067819 | 0.12895 | 0.25032 | 0 | 0.34514 | 0.034135 | 0 | 0.4 | 2.7 | 0.3 | 0.4 | [64 empty] | 87.8008 | 112.8607 | 7.3061 | 97.4589 | 63.202 | 9.4249 | 2.7876 | 0.87095 | 3.1328 | 0.48773
Service sector | Trade | Trade | Post 2010 | 4.56 | 4.56 | 1.0271 | 0.059007 | 0.010551 | 0.020062 | 0.038944 | 0 | 0.053696 | 0.0053106 | 0 | 0.45 | 2.6 | 0.37 | 0.38 | [64 empty] | 66.5145 | 77.2923 | 7.3061 | 73.8311 | 43.2837 | 9.4249 | 0.33662 | 0.07939 | 0.37965 | 0.044458
Service sector | Education | Education |  |  |  |  | 0.166 | 0.166 | 0.1328 | 0.0332 | 0
Service sector | Education | Education | Before 1945 | 99.35 | 99.35 | 26.6489 | 0.082173 | 0.082173 | 0.065738 | 0.016435 | 0 | 0.07601 | 0.006163 | 0 | 2.1 | 5 | 1.8 | 1.8 | [64 empty] | 153.5444 | 76.3013 | 2.7306 | 170.4342 | 42.7287 | 3.5224 | 15.5259 | 2.0333 | 17.2826 | 1.1387
Service sector | Education | Education | 1945 - 1969 | 17.75 | 17.75 | 4.5924 | 0.014681 | 0.014681 | 0.011745 | 0.0029362 | 0 | 0.01358 | 0.0011011 | 0 | 1.65 | 4.7 | 1.4 | 1.4 | [64 empty] | 153.5444 | 83.1685 | 2.7306 | 170.4342 | 46.5743 | 3.5224 | 2.7739 | 0.38194 | 3.0877 | 0.21389
Service sector | Education | Education | 1970 - 1979 | 10.5 | 10.5 | 2.6327 | 0.0086846 | 0.0086846 | 0.0069477 | 0.0017369 | 0 | 0.0080333 | 0.00065135 | 0 | 1.42 | 4.4 | 1 | 1.2 | [64 empty] | 121.5292 | 84.0001 | 2.7306 | 134.8974 | 47.0401 | 3.5224 | 1.3047 | 0.22115 | 1.4534 | 0.12384
Service sector | Education | Education | 1980 - 1989 | 22.29 | 22.29 | 5.8196 | 0.018436 | 0.018436 | 0.014749 | 0.0036872 | 0 | 0.017053 | 0.0013827 | 0 | 1.2 | 3.4 | 0.8 | 1 | [64 empty] | 89.514 | 72.6601 | 2.7306 | 99.3605 | 40.6897 | 3.5224 | 2.0561 | 0.42285 | 2.2933 | 0.2368
Service sector | Education | Education | 1990 - 1999 | 26.35 | 26.35 | 6.917 | 0.021794 | 0.021794 | 0.017435 | 0.0043588 | 0 | 0.02016 | 0.0016346 | 0 | 1 | 3.3 | 0.6 | 0.8 | [64 empty] | 68.5275 | 61.3201 | 2.7306 | 76.0655 | 34.3393 | 3.5224 | 1.8776 | 0.42415 | 2.0971 | 0.23752
Service sector | Education | Education | 2000 - 2010 | 20.54 | 20.54 | 5.3465 | 0.016989 | 0.016989 | 0.013591 | 0.0033977 | 0 | 0.015715 | 0.0012742 | 0 | 0.4 | 2.7 | 0.3 | 0.4 | [64 empty] | 51.8239 | 69.9049 | 2.7306 | 57.5245 | 39.1468 | 3.5224 | 1.1205 | 0.37375 | 1.2539 | 0.2093
Service sector | Education | Education | Post 2010 | 3.92 | 3.92 | 0.85415 | 0.0032423 | 0.0032423 | 0.0025938 | 0.00064845 | 0 | 0.0029991 | 0.00024317 | 0 | 0.45 | 2.6 | 0.37 | 0.38 | [64 empty] | 26.897 | 63.3896 | 2.7306 | 29.8557 | 35.4982 | 3.5224 | 0.11614 | 0.054144 | 0.13084 | 0.030321
Service sector | Health | Health |  |  |  |  | 0.136 | 0.136 | 0.04488 | 0.09112 | 0
Service sector | Health | Health | Before 1945 | 51.28 | 51.28 | 13.6556 | 0.055183 | 0.055183 | 0.018211 | 0.036973 | 0 | 0.051045 | 0.0041388 | 0 | 2.1 | 5 | 1.8 | 1.8 | [64 empty] | 212.8634 | 76.3013 | 16.8263 | 236.2784 | 42.7287 | 21.7059 | 11.7785 | 1.0419 | 13.2294 | 0.58348
Service sector | Health | Health | 1945 - 1969 | 9.47 | 9.47 | 2.3543 | 0.010191 | 0.010191 | 0.003363 | 0.0068279 | 0 | 0.0094265 | 0.00076431 | 0 | 1.65 | 4.7 | 1.4 | 1.4 | [64 empty] | 212.8634 | 70.9602 | 16.8263 | 236.2784 | 39.7377 | 21.7059 | 2.1752 | 0.16706 | 2.4431 | 0.093555
Service sector | Health | Health | 1970 - 1979 | 6.93 | 6.93 | 1.6678 | 0.0074575 | 0.0074575 | 0.002461 | 0.0049965 | 0 | 0.0068982 | 0.00055931 | 0 | 1.42 | 4.4 | 1 | 1.2 | [64 empty] | 182.4544 | 71.6698 | 16.8263 | 202.5244 | 40.1351 | 21.7059 | 1.381 | 0.11953 | 1.5539 | 0.066935
Service sector | Health | Health | 1980 - 1989 | 17.69 | 17.69 | 4.5762 | 0.019037 | 0.019037 | 0.0062821 | 0.012754 | 0 | 0.017609 | 0.0014277 | 0 | 1.2 | 3.4 | 0.8 | 1 | [64 empty] | 152.0453 | 63.4278 | 16.8263 | 168.7703 | 35.5196 | 21.7059 | 2.9873 | 0.29026 | 3.3695 | 0.16254
Service sector | Health | Health | 1990 - 1999 | 20.86 | 20.86 | 5.433 | 0.022448 | 0.022448 | 0.0074078 | 0.01504 | 0 | 0.020764 | 0.0016836 | 0 | 1 | 3.3 | 0.6 | 0.8 | [64 empty] | 122.707 | 55.1858 | 16.8263 | 136.2048 | 30.904 | 21.7059 | 2.9107 | 0.29983 | 3.294 | 0.1679
Service sector | Health | Health | 2000 - 2010 | 17.51 | 17.51 | 4.5275 | 0.018843 | 0.018843 | 0.0062181 | 0.012625 | 0 | 0.01743 | 0.0014132 | 0 | 0.4 | 2.7 | 0.3 | 0.4 | [64 empty] | 83.0896 | 62.3599 | 16.8263 | 92.2294 | 34.9216 | 21.7059 | 1.7495 | 0.28234 | 1.995 | 0.15811
Service sector | Health | Health | Post 2010 | 2.64 | 2.64 | 0.50816 | 0.002841 | 0.002841 | 0.00093752 | 0.0019034 | 0 | 0.0026279 | 0.00021307 | 0 | 0.45 | 2.6 | 0.37 | 0.38 | [64 empty] | 63.6449 | 57.5332 | 16.8263 | 70.6458 | 32.2186 | 21.7059 | 0.21244 | 0.029236 | 0.24381 | 0.016372
Service sector | Hotels and Restaurants | Hotels and Restaurants |  |  |  |  | 0.186 | 0.186 | 0.06324 | 0.12276 | 0
Service sector | Hotels and Restaurants | Hotels and Restaurants | Before 1945 | 32.6 | 32.6 | 8.6064 | 0.083775 | 0.083775 | 0.028483 | 0.055291 | 0 | 0.069868 | 0.013907 | 0 | 2.1 | 5 | 1.8 | 1.8 | [64 empty] | 174.3167 | 76.3013 | 8.4131 | 193.4916 | 42.7287 | 10.8529 | 5.957 | 0.65668 | 6.6616 | 0.36774
Service sector | Hotels and Restaurants | Hotels and Restaurants | 1945 - 1969 | 6.24 | 6.24 | 1.4812 | 0.016035 | 0.016035 | 0.005452 | 0.010583 | 0 | 0.013373 | 0.0026619 | 0 | 1.65 | 4.7 | 1.4 | 1.4 | [64 empty] | 174.3167 | 74.0123 | 8.4131 | 193.4916 | 41.4469 | 10.8529 | 1.1402 | 0.10963 | 1.2751 | 0.061393
Service sector | Hotels and Restaurants | Hotels and Restaurants | 1970 - 1979 | 4.02 | 4.02 | 0.88118 | 0.01033 | 0.01033 | 0.0035124 | 0.0068181 | 0 | 0.0086156 | 0.0017149 | 0 | 1.42 | 4.4 | 1 | 1.2 | [64 empty] | 148.0836 | 74.7524 | 8.4131 | 164.3728 | 41.8614 | 10.8529 | 0.62912 | 0.06587 | 0.70441 | 0.036887
Service sector | Hotels and Restaurants | Hotels and Restaurants | 1980 - 1989 | 8.34 | 8.34 | 2.0489 | 0.021432 | 0.021432 | 0.0072868 | 0.014145 | 0 | 0.017874 | 0.0035577 | 0 | 1.2 | 3.4 | 0.8 | 1 | [64 empty] | 121.8504 | 66.1559 | 8.4131 | 135.2539 | 37.0473 | 10.8529 | 1.0864 | 0.13555 | 1.2185 | 0.075905
Service sector | Hotels and Restaurants | Hotels and Restaurants | 1990 - 1999 | 11.62 | 11.62 | 2.9355 | 0.029861 | 0.029861 | 0.010153 | 0.019708 | 0 | 0.024904 | 0.0049569 | 0 | 1 | 3.3 | 0.6 | 0.8 | [64 empty] | 93.1545 | 57.5594 | 8.4131 | 103.4015 | 32.2332 | 10.8529 | 1.1802 | 0.16896 | 1.3276 | 0.094619
Service sector | Hotels and Restaurants | Hotels and Restaurants | 2000 - 2010 | 7.86 | 7.86 | 1.9191 | 0.020198 | 0.020198 | 0.0068675 | 0.013331 | 0 | 0.016845 | 0.0033529 | 0 | 0.4 | 2.7 | 0.3 | 0.4 | [64 empty] | 74.0953 | 65.0421 | 8.4131 | 82.2458 | 36.4236 | 10.8529 | 0.64852 | 0.12482 | 0.73176 | 0.069902
Service sector | Hotels and Restaurants | Hotels and Restaurants | Post 2010 | 1.7 | 1.7 | 0.25408 | 0.0043686 | 0.0043686 | 0.0014853 | 0.0028833 | 0 | 0.0036434 | 0.00072519 | 0 | 0.45 | 2.6 | 0.37 | 0.38 | [64 empty] | 52.7661 | 59.9709 | 8.4131 | 58.5704 | 33.5837 | 10.8529 | 0.104 | 0.015238 | 0.11802 | 0.008533
Service sector | Other non-residential buildings | Other non-residential buildings |  |  |  |  | 0.167 | 0.167 | 0.05678 | 0.11022 | 0
Service sector | Other non-residential buildings | Other non-residential buildings | Before 1945 | 36.11 | 36.11 | 9.5551 | 0.097896 | 0.097896 | 0.033285 | 0.064611 | 0 | 0.081645 | 0.016251 | 0 | 2.1 | 5 | 1.8 | 1.8 | [64 empty] | 231.066 | 76.3013 | 6.1991 | 256.4833 | 42.7287 | 7.9969 | 8.5676 | 0.72907 | 9.5504 | 0.40828
Service sector | Other non-residential buildings | Other non-residential buildings | 1945 - 1969 | 6.85 | 6.85 | 1.6461 | 0.018571 | 0.018571 | 0.006314 | 0.012257 | 0 | 0.015488 | 0.0030827 | 0 | 1.65 | 4.7 | 1.4 | 1.4 | [64 empty] | 231.066 | 79.1626 | 6.1991 | 256.4833 | 44.3311 | 7.9969 | 1.6253 | 0.13031 | 1.8117 | 0.072975
Service sector | Other non-residential buildings | Other non-residential buildings | 1970 - 1979 | 3.36 | 3.36 | 0.70278 | 0.0091091 | 0.0091091 | 0.0030971 | 0.006012 | 0 | 0.007597 | 0.0015121 | 0 | 1.42 | 4.4 | 1 | 1.2 | [64 empty] | 181.5978 | 82.0239 | 6.1991 | 201.5735 | 45.9334 | 7.9969 | 0.631 | 0.057645 | 0.70416 | 0.032281
Service sector | Other non-residential buildings | Other non-residential buildings | 1980 - 1989 | 4.01 | 4.01 | 0.87847 | 0.010871 | 0.010871 | 0.0036962 | 0.007175 | 0 | 0.0090666 | 0.0018046 | 0 | 1.2 | 3.4 | 0.8 | 1 | [64 empty] | 132.1295 | 87.7465 | 6.1991 | 146.6638 | 49.1381 | 7.9969 | 0.5547 | 0.077083 | 0.62019 | 0.043167
Service sector | Other non-residential buildings | Other non-residential buildings | 1990 - 1999 | 4.01 | 4.01 | 0.87847 | 0.010871 | 0.010871 | 0.0036962 | 0.007175 | 0 | 0.0090666 | 0.0018046 | 0 | 1 | 3.3 | 0.6 | 0.8 | [64 empty] | 95.0819 | 91.2564 | 6.1991 | 105.5409 | 51.1036 | 7.9969 | 0.40614 | 0.080166 | 0.45529 | 0.044893
Service sector | Other non-residential buildings | Other non-residential buildings | 2000 - 2010 | 3.82 | 3.82 | 0.82712 | 0.010356 | 0.010356 | 0.0035211 | 0.0068351 | 0 | 0.008637 | 0.0017191 | 0 | 0.4 | 2.7 | 0.3 | 0.4 | [64 empty] | 63.3879 | 83.7789 | 6.1991 | 70.3606 | 46.9162 | 7.9969 | 0.26582 | 0.069295 | 0.29933 | 0.038805
Service sector | Other non-residential buildings | Other non-residential buildings | Post 2010 | 3.44 | 3.44 | 0.7244 | 0.009326 | 0.009326 | 0.0031708 | 0.0061551 | 0 | 0.0077779 | 0.0015481 | 0 | 0.45 | 2.6 | 0.37 | 0.38 | [64 empty] | 25.4837 | 76.3013 | 6.1991 | 28.2869 | 42.7287 | 7.9969 | 0.10899 | 0.055273 | 0.12482 | 0.030953
0.167
11.34%
Estimated
Note on U2: TABULA, TABULA WebTool, 2017 http://webtool.building-typology.eu/#bm
Note on AF2: TABULA, TABULA WebTool, 2017 http://webtool.building-typology.eu/#bm
Note on AN2: TABULA, TABULA WebTool, 2017 http://webtool.building-typology.eu/#bm
Note on AU2: TABULA, TABULA WebTool, 2017 http://webtool.building-typology.eu/#bm
Note on BD2: SPezzutto: TABULA, TABULA WebTool, 2017 http://webtool.building-typology.eu/#bm
Note on BR2: SPezzutto: TABULA, TABULA WebTool, 2017 http://webtool.building-typology.eu/#bm
Note on BT2: SPezzutto: TABULA, TABULA WebTool, 2017 http://webtool.building-typology.eu/#bm
Following information have been retrieved by experts questioning and relate to Central Europe (Austria, Belgium, Germany, Netherland, Luxembourg, France, UK and Ireland).
OFFICES
Construction materials:
Walls: in the majority of the cases CONCRETE was used and INSULATION is present in the majority of cases as well.
Windows: in the majority of the cases ALUMINIUM was used. LOW-EMITTANCE GLASS is present only in few cases.
Roofs: in the majority of the cases CONCRETE was used and INSULATION is most times present.
Floors: in the majority of the cases CONCRETE was used and INSULATION is present in the majority of cases as well.
Construction methodologies:
Walls: the most common methodology is SOLID WALL.
Windows: DOUBLE GLAZING is the most common.
Roofs: FLAT ROOF is the most common.
Floors: CONCRETE SLAB is the most common.
TRADE
Construction materials:
Walls: in the majority of the cases CONCRETE or BRICKS were used and INSULATION is present in the majority of cases as well.
Windows: in the majority of the cases ALUMINIUM and SYNTETIC/PVC were used. LOW-EMITTANCE GLASS is present only in few cases.
Roofs: in the majority of the cases CONCRETE and BRICKS were used and INSULATION is most times present.
Floors: in the majority of the cases CONCRETE was used and INSULATION is present in the majority of cases as well.
Construction methodologies:
Walls: the most common methodology is SOLID WALL.
Windows: DOUBLE GLAZING is the most common.
Roofs: FLAT ROOF is the most common.
Floors: CONCRETE SLAB is the most common.
EDUCATION
Construction materials:
Walls: in the majority of the cases CONCRETE was used and INSULATION is present in the majority of cases as well.
Windows: in the majority of the cases ALUMINIUM and SYNTETIC/PVC were used. LOW-EMITTANCE GLASS is present only in few cases.
Roofs: in the majority of the cases CONCRETE and BRICKS were used and INSULATION is most times present.
Floors: in the majority of the cases CONCRETE was used and INSULATION is present in the majority of cases as well.
Constrcuction methodologies:
Walls: the most common methodology is SOLID WALL.
Windows: DOUBLE GLAZING is the most common.
Roofs: FLAT ROOF is the most common.
Floors: CONCRETE SLAB is the most common.
HEALTH
Construction materials:
Walls: in the majority of the cases CONCRETE was used and INSULATION is present in the majority of cases as well.
Windows: in the majority of the cases ALUMINIUM and SYNTETIC/PVC were used. LOW-EMITTANCE GLASS is present only in few cases.
Roofs: in the majority of the cases CONCRETE was used and INSULATION is most times present.
Floors: in the majority of the cases CONCRETE was used and INSULATION is present in the majority of cases as well.
Construction methodologies:
Walls: the most common methodology is SOLID WALL.
Windows: DOUBLE GLAZING is the most common.
Roofs: FLAT ROOF is the most common.
Floors: CONCRETE SLAB is the most common.
HOTELS AND RESTAURANTS
Construction materials:
Walls: in the majority of the cases CONCRETE or BRICKS were used and INSULATION is present in the majority of cases as well.
Windows: in the majority of the cases ALUMINIUM and SYNTETIC/PVC were used. LOW-EMITTANCE GLASS is present only in few cases.
Roofs: in the majority of the cases CONCRETE and BRICKS were used and INSULATION is most times present.
Floors: in the majority of the cases CONCRETE was used and INSULATION is present in the majority of cases as well.
Construction methodologies:
Walls: the most common methodology is SOLID WALL.
Windows: DOUBLE GLAZING is the most common.
Roofs: FLAT ROOF is the most common.
Floors: CONCRETE SLAB is the most common.
OTHER NON RESIDENTIAL BUILDINGS
Construction materials:
Walls: in the majority of the cases CONCRETE was used and INSULATION is present in the majority of cases as well.
Windows: in the majority of the cases ALUMINIUM and SYNTETIC/PVC were used. LOW-EMITTANCE GLASS is present only in few cases.
Roofs: in the majority of the cases CONCRETE and BRICKS were used and INSULATION is most times present.
Floors: in the majority of the cases CONCRETE was used and INSULATION is present in the majority of cases as well.
Construction methodologies:
Walls: the most common methodology is SOLID WALL.
Windows: DOUBLE GLAZING is the most common.
Roofs: FLAT ROOF is the most common.
Floors: CONCRETE SLAB is the most common.
Following information have been retrieved by experts questioning and relate to Central Europe (Austria, Belgium, Germany, Netherlands, Luxembourg, France, UK and Ireland).
OFFICES
Space heating:
The most common technologies are:
- condensing boiler, central, gas
- heat pumps, electricity.
Space cooling:
Not present in most of the cases.
DHW:
The most common thechnology is condensing boiler, central, gas.
TRADE
Space heating:
The most common technologies are:
- condensing boiler, central, gas
- heat pumps, electricity.
Space cooling:
Not present in most of the cases.
DHW:
The most common thechnology is condensing boiler, central, gas.
EDUCATION
Space heating:
The most common technologies are:
- the condensing boiler, central, gas
- heat pumps, electricity.
Space cooling:
Not present in most of the cases.
DHW:
The most common thechnology is condensing boiler, central, gas.
HEALTH
Space heating:
The most common technologies are:
- condensing boiler, central, gas
- heat pumps, electricity.
Space cooling:
Present in most of the cases.
DHW:
The most common thechnology is condensing boiler, central, gas.
HOTELS AND RESTAURANTS
Space heating:
The most common technologies are:
- condensing boiler, central, gas
- heat pumps, electricity.
Space cooling:
Not present in most of the cases.
DHW:
The most common thechnology is condensing boiler, central, gas.
OTHER NON RESIDENTIAL BUILDINGS
Space heating:
The most common technologies are:
- condensing boiler, central, gas
- heat pumps, electricity.
Space cooling:
Not present in most of the cases.
DHW:
The most common thechnology is condensing boiler, central, gas.

## Germany
[19 empty] | WALLS | [10 empty] | WINDOWS | [7 empty] | ROOF | [6 empty] | FLOOR | [8 empty] | SPACE HEATING | [13 empty] | SPACE COOLING |  | DHW
|  |  |  | Area |  |  |  |  | Tenure/ownership status and distribution |  |  | Occupancy |  |  | Construction features (U-values) |  |  |  | construction material |  |  |  | construction methodology | [6 empty] | construction material |  |  | construction methodology |  |  |  |  | construction material | [6 empty] | construction material |  |  |  | construction methodology |  |  |  |  | individual | central | district heating | boiler |  | combined | stove | electric heating | heat pump | fossil fuels |  |  | electricity | biomass | no space cooling | space cooling | individual | central | district heating | boiler |  | Combined | Solar collectors | heat pump | fossil fuels |  |  | electricity | biomass | Useful energy demand |  |  | Final energy consumption |  |  | Total useful energy demand |  | Total final energy consumption
Sector | Subsector | Building type | Buidling age class | Covered area: constructed [Mm²] | Covered area: heated [Mm²] | Covered area: cooled [Mm²] | Number of dwellings/units [Mil.] | Number of buildings [Mil.] | Owner occupied - dwellings/units [Mil.] | Private rented - dwellings/units [Mil.] | Social housing - dwellings/units [Mil.] | Occupied [Mil.] | Vacant [Mil.] | Secondary dwellings/ units and others [Mil.] | Walls | Windows | Roof | Floor | brick | concrete | wood | other | solid wall |  | cavity wall |  | honeycomb bricks / hollow blocks wall |  | other | wood | synthetic / pvc | aluminium | single glazing | double glazing |  | triple glazing |  | wood | concrete | concrete + bricks | tilted roof |  | flat roof |  | wood | concrete | concrete + bricks | other | concrete slab |  | wooden floor (rafters + boards) |  | other |  |  |  | non-condensing | condensing |  |  |  |  | solid | liquid | gas | [7 empty] | non-condensing | condensing |  |  |  | solid | liquid | gas |  |  | Space heating [kWh/m² year] | Space cooling [kWh/m² year] | Domestic hot water [kWh/m² year] | Space heating [kWh/m² year] | Space cooling [kWh/m² year] | Domestic hot water [kWh/m² year] | Space heating+Domestic hot water [TWh/year] | Space cooling [TWh/year] | Space heating+Domestic hot water [TWh/year] | Space cooling [TWh/year]
|  |  |  | 69.9549 | [19 empty] | insulation |  | insulation |  | insulation | [6 empty] | low-e |  | low-e |  |  |  |  | insulation |  | insulation | [5 empty] | insulation |  | insulation
Residential sector | Total | Total |  | 3395.6109 |  |  | 48.54 | 17.66 | 25.4835 | 19.2218 | 3.8347 | 13.6755 | 34.8645
Residential sector | Total | Total | Before 1945 | 726.4244 | 695.4178 | 13.7344 | 9.1384 | 3.64 | 4.7977 | 3.6188 | 0.72193 | 8.2389 | 0.83628 | 0.063279 | 1.8192 | 2.799 | 1.5212 | 1.1361 | 51.06% |  | 41.23% | 7.706% | 57.71% |  | 1.061% |  |  |  | 41.23% | 88.66% | 11.34% |  |  | 100% |  |  |  | 100% |  |  | 100% |  |  |  | 32.4% | 34.52% |  | 32.4% | 33.68% |  | 32.4% |  | 33.46% |  | Most widespread technology |  | Most widespread technology | [7 empty] | Most widespread fuel |  |  | Most widespread technology |  |  | Most widespread technology |  |  |  | Most widespread technology |  |  |  | Most widespread fuel | Less widespread fuel |  |  | 243.4157 | 30.3292 | 24.5698 | 255.6839 | 11.8496 | 24.5698 | 187.1137 | 0.41655 | 195.6552 | 0.16275 | 726.4244 | 67.05% | 30.83% | 2.122% | 100% |  | 14.48% | 15.82% | 17.89% | 2.246%
Residential sector | Total | Total | 1945 - 1969 | 1026.1405 | 982.336 | 18.7696 | 15.0749 | 4.95 | 7.9143 | 5.9697 | 1.1909 | 13.7467 | 1.2151 | 0.1131 | 1.2277 | 2.889 | 0.82339 | 1.1244 | 77.74% | 22.26% |  |  |  |  | 55.48% |  | 44.52% |  |  | 55.48% | 44.52% |  |  | 100% |  |  |  | 55.48% | 44.52% |  | 55.48% |  | 44.52% |  |  | 87.98% | 12.02% |  | 100% | [5 empty] | Most widespread technology |  | Most widespread technology | [7 empty] | Most widespread fuel |  |  | Most widespread technology |  |  | Most widespread technology |  |  |  | Most widespread technology |  |  |  | Most widespread fuel | Less widespread fuel |  |  | 210.468 | 48.937 | 26.1896 | 221.0756 | 19.1197 | 26.1896 | 233.6245 | 0.91853 | 244.0448 | 0.35887 | 1026.1405 | 55.48% | 32.5% | 12.02% | 100% |  | 21.85% | 22.35% | 17.89% | 15.32%
Residential sector | Total | Total | 1970 - 1979 | 516.9033 | 494.8432 | 10.2145 | 8.4965 | 2.81 | 4.4607 | 3.3646 | 0.67123 | 7.7529 | 0.67959 | 0.064026 | 1.0202 | 2.644 | 0.51 | 0.77 | 79.79% | 20.21% |  |  | 100% | [6 empty] | 55.44% | 44.56% |  |  | 100% |  |  |  |  | 100% |  |  |  | 100% | 100% |  | 100% |  |  | 100% | 100% |  |  |  |  | Most widespread technology |  | Most widespread technology | [7 empty] | Most widespread fuel |  |  | Most widespread technology |  |  | Most widespread technology |  |  |  | Most widespread technology |  |  |  | Most widespread fuel | Less widespread fuel |  |  | 173.3473 | 31.5145 | 27.0197 | 182.084 | 12.3127 | 27.0197 | 99.7463 | 0.3219 | 104.0696 | 0.12577 | 516.9033 | 55.44% | 24.35% | 20.21% | 100% |  | 14.57% | 16.44% | 24.79% | 15.17%
Residential sector | Total | Total | 1980 - 1989 | 364.5467 | 348.9922 | 7.6549 | 5.1891 | 1.99 | 2.7243 | 2.0549 | 0.40994 | 4.7039 | 0.44786 | 0.037364 | 0.5686 | 2.3601 | 0.38512 | 0.51 | 37.2% | 62.8% | [6 empty] | 100% |  |  |  | 37.2% | 62.8% |  | 100% |  |  |  | 62.8% | 37.2% |  | 62.8% | 62.8% | 37.2% | 37.2% |  | 100% |  |  | 100% | 100% |  |  |  |  | Most widespread technology |  | Most widespread technology | [7 empty] | Most widespread fuel |  |  | Most widespread technology |  |  | Most widespread technology |  |  |  | Most widespread technology |  |  |  | Most widespread fuel | Less widespread fuel |  |  | 148.7433 | 27.6588 | 25.5817 | 156.2399 | 10.8063 | 25.5817 | 61.236 | 0.21173 | 63.8522 | 0.082721 | 364.5467 | 62.8% | 27.32% | 9.881% | 100% |  | 11.31% | 14.84% | 11.28% | 6.658%
Residential sector | Total | Total | 1990 - 1999 | 357.9027 | 342.632 | 7.7102 | 5.1596 | 2.09 | 2.7088 | 2.0432 | 0.40761 | 4.6647 | 0.45847 | 0.036454 | 0.43323 | 1.8003 | 0.33994 | 0.41994 | 100% |  |  |  | 33.53% | 33.53% | 66.47% | 66.47% |  |  |  |  | 33.53% | 66.47% |  | 100% | 100% |  |  | 66.47% | 33.53% |  | 66.47% | 66.47% | 33.53% | 33.53% |  | 100% |  |  | 100% | 100% |  |  |  |  | Most widespread technology |  |  | Most widespread technology | [6 empty] | Most widespread fuel |  |  | Most widespread technology |  |  | Most widespread technology |  |  |  | Most widespread technology |  |  |  | Most widespread fuel | Less widespread fuel |  |  | 100.5494 | 26.3429 | 25.4715 | 105.6171 | 10.2922 | 25.4715 | 43.5677 | 0.20311 | 45.3041 | 0.079355 | 357.9027 | 66.47% | 22.8% | 10.73% | 100% |  | 12.36% | 18.78% | 8.75% | 9.26%
Residential sector | Total | Total | 2000 - 2010 | 258.4895 | 247.4637 | 5.1079 | 3.5253 | 1.35 | 1.8508 | 1.396 | 0.2785 | 3.1641 | 0.33761 | 0.023616 | 0.28735 | 1.3626 | 0.22241 | 0.29012 | 100% |  |  |  | 25.29% | 25.29% | 74.71% | 74.71% |  |  |  |  | 25.29% | 74.71% |  | 100% | 100% |  |  | 74.71% | 25.29% |  | 74.71% | 74.71% | 25.29% | 25.29% |  | 100% |  |  | 100% | 100% |  |  |  |  | Most widespread technology |  |  | Most widespread technology | [6 empty] | Most widespread fuel |  |  | Most widespread technology |  |  | Most widespread technology |  |  |  | Most widespread technology |  |  |  | Most widespread fuel | Less widespread fuel |  |  | 95.1308 | 22.0295 | 24.6618 | 99.9254 | 8.6069 | 24.6618 | 29.9162 | 0.11252 | 31.1027 | 0.043963 | 258.4895 | 74.71% | 18.21% | 7.085% | 100% |  | 7.806% | 12.02% | 6.72% | 3.899%
Residential sector | Total | Total | Post 2010 | 145.2039 | 139.0154 | 3.2099 | 1.9561 | 0.83 | 1.027 | 0.77462 | 0.15453 | 1.7714 | 0.17077 | 0.013982 | 0.24582 | 1.2 | 0.19213 | 0.28213 | 100% |  |  |  | 100% | 100% | [6 empty] | 100% |  |  |  |  | 100% | 100% | 63.11% | 36.89% |  | 63.11% | 63.11% | 36.89% | 36.89% |  | 100% |  |  | 100% | 100% |  |  |  |  | Most widespread technology |  |  | Most widespread technology | [6 empty] | Most widespread fuel |  |  |  | Most widespread technology |  | Most widespread technology |  |  |  | Widespread technology | Widespread technology |  |  | Most widespread fuel | Less widespread fuel |  |  | 61.423 | 14.5632 | 25.203 | 64.5188 | 5.6899 | 25.203 | 12.1983 | 0.046746 | 12.6287 | 0.018264 | 145.2039 | 63.11% | 30.58% | 6.303% | 100% |  | 6.152% | 9.887% | 3.809% | 4.329%
Residential sector | Single family- Terraced houses | Single family- Terraced houses |  |  |  |  | 28.257 | 12.45 | 14.8349 | 11.1898 | 2.2323
Residential sector | Single family- Terraced houses | Single family- Terraced houses | Before 1945 | 487.0812 | 466.2867 | 8.9482 | 6.0351 | 2.43 | 3.1684 | 2.3899 | 0.47677 | 5.2897 | 0.71214 | 0.033316 | 1.76 | 2.78 | 1.554 | 1.2333 | 50% |  | 50% |  | 50% | [5 empty] | 50% | 100% |  |  |  | 100% |  |  |  | 100% |  |  | 100% |  |  |  | 33% | 33% |  | 33% | 33.33% |  | 33% |  | 33% |  | Most widespread technology |  | Most widespread technology | [7 empty] | Most widespread fuel |  |  | Most widespread technology |  |  | Most widespread technology |  |  |  | Most widespread technology |  |  |  | Most widespread fuel |  |  |  | 261.9174 | 30.7537 | 22.5923 | 275.118 | 12.0155 | 22.5923 | 133.1229 | 0.27519 | 139.2882 | 0.10752
Residential sector | Single family- Terraced houses | Single family- Terraced houses | 1945 - 1969 | 569.2788 | 544.9745 | 10.3291 | 7.8472 | 3.24 | 4.1198 | 3.1075 | 0.61993 | 6.8779 | 0.92597 | 0.043319 | 1.25 | 2.8 | 0.84 | 1.06 | 100% | [5 empty] | 100% |  |  |  |  | 100% |  |  |  | 100% |  |  |  | 100% |  |  | 100% |  |  |  |  | 100% |  |  | 100% | [5 empty] | Most widespread technology |  | Most widespread technology | [7 empty] | Most widespread fuel |  |  | Most widespread technology |  |  | Most widespread technology |  |  |  | Most widespread technology |  |  |  | Most widespread fuel |  |  |  | 232.3981 | 43.6702 | 22.5923 | 244.111 | 17.062 | 22.5923 | 139.5124 | 0.45107 | 145.8956 | 0.17623
Residential sector | Single family- Terraced houses | Single family- Terraced houses | 1970 - 1979 | 286.5512 | 274.3194 | 5.5793 | 4.3555 | 1.97 | 2.2866 | 1.7248 | 0.34408 | 3.8175 | 0.51394 | 0.024044 | 1 | 2.8 | 0.51 | 0.77 | 100% |  |  |  | 100% | [6 empty] | 100% |  |  |  | 100% |  |  |  |  | 100% |  |  |  | 100% | 100% |  | 100% |  |  | 100% | 100% |  |  |  |  | Most widespread technology |  | Most widespread technology | [7 empty] | Most widespread fuel |  |  | Most widespread technology |  |  | Most widespread technology |  |  |  | Most widespread technology |  |  |  | Most widespread fuel |  |  |  | 210.916 | 34.9362 | 22.5923 | 221.5461 | 13.6496 | 22.5923 | 64.3322 | 0.19492 | 67.2482 | 0.076155
Residential sector | Single family- Terraced houses | Single family- Terraced houses | 1980 - 1989 | 228.923 | 219.1519 | 4.6112 | 3.0806 | 1.49 | 1.6173 | 1.2199 | 0.24337 | 2.7001 | 0.36352 | 0.017006 | 0.55 | 3 | 0.4 | 0.51 |  | 100% | [6 empty] | 100% |  |  |  |  | 100% |  | 100% |  |  |  | 100% |  |  | 100% | 100% |  |  |  | 100% |  |  | 100% | 100% |  |  |  |  | Most widespread technology |  | Most widespread technology | [7 empty] | Most widespread fuel |  |  | Most widespread technology |  |  | Most widespread technology |  |  |  | Most widespread technology |  |  |  | Most widespread fuel |  |  |  | 163.5951 | 31.0932 | 22.5923 | 171.8403 | 12.1481 | 22.5923 | 41.0241 | 0.14338 | 42.831 | 0.056017
Residential sector | Single family- Terraced houses | Single family- Terraced houses | 1990 - 1999 | 237.8857 | 227.7319 | 4.7617 | 3.2318 | 1.55 | 1.6967 | 1.2798 | 0.25531 | 2.8326 | 0.38136 | 0.017841 | 0.45 | 1.75 | 0.35 | 0.43 | 100% | [5 empty] | 100% | 100% | [5 empty] | 100% |  | 100% | 100% |  |  | 100% |  |  | 100% | 100% |  |  |  | 100% |  |  | 100% | 100% |  |  |  |  | Most widespread technology |  |  | Most widespread technology | [6 empty] | Most widespread fuel |  |  | Most widespread technology |  |  | Most widespread technology |  |  |  | Most widespread technology |  |  |  | Most widespread fuel |  |  |  | 109.8708 | 28.6057 | 22.5923 | 115.4083 | 11.1763 | 22.5923 | 30.3955 | 0.13621 | 31.6565 | 0.053218
Residential sector | Single family- Terraced houses | Single family- Terraced houses | 2000 - 2010 | 193.11 | 184.8681 | 4.0095 | 2.5205 | 1.13 | 1.3233 | 0.99812 | 0.19912 | 2.2092 | 0.29742 | 0.013914 | 0.3 | 1.35 | 0.23 | 0.28 | 100% | [5 empty] | 100% | 100% | [5 empty] | 100% |  | 100% | 100% |  |  | 100% |  |  | 100% | 100% |  |  |  | 100% |  |  | 100% | 100% |  |  |  |  | Most widespread technology |  |  | Most widespread technology | [6 empty] | Most widespread fuel |  |  | Most widespread technology |  |  | Most widespread technology |  |  |  | Most widespread technology |  |  |  | Most widespread fuel |  |  |  | 101.8526 | 23.7428 | 22.5923 | 106.9859 | 9.2763 | 22.5923 | 23.1921 | 0.095197 | 24.1411 | 0.037193
Residential sector | Single family- Terraced houses | Single family- Terraced houses | Post 2010 | 91.6453 | 87.736 | 2.3101 | 1.1862 | 0.64 | 0.62275 | 0.46973 | 0.093709 | 1.0397 | 0.13997 | 0.0065481 | 0.22 | 1.2 | 0.17 | 0.26 | 100% |  |  |  | 100% | 100% | [6 empty] | 100% |  |  |  |  | 100% | 100% | 100% |  |  | 100% | 100% |  |  |  | 100% |  |  | 100% | 100% |  |  |  |  | Most widespread technology |  |  | Most widespread technology | [6 empty] | Most widespread fuel |  |  |  | Most widespread technology |  | Most widespread technology |  |  |  | Widespread technology | Widespread technology |  |  | Most widespread fuel |  |  |  | 68.1834 | 20.0442 | 22.5923 | 71.6198 | 7.8313 | 22.5923 | 8.0526 | 0.046304 | 8.3541 | 0.018091
Residential sector | Multifamily houses | Multifamily houses |  |  |  |  | 12.923 | 3.77 | 6.7846 | 5.1175 | 1.0209 | 13.6755 | 0.71454
Residential sector | Multifamily houses | Multifamily houses | Before 1945 | 223.9258 | 214.3681 | 4.5272 | 2.7745 | 1.16 | 1.4566 | 1.0987 | 0.21919 | 2.6368 | 0.11098 | 0.026789 | 1.9667 | 2.8333 | 1.4875 | 0.946 | 50% |  | 25% | 25% | 75% | [5 empty] | 25% | 66.66% | 33.33% |  |  | 100% |  |  |  | 100% |  |  | 100% |  |  |  | 33.33% | 33.33% |  | 33.33% | 33.33% |  | 33.33% |  | 33.33% |  | Most widespread technology |  | Most widespread technology | [7 empty] | Most widespread fuel |  |  | Most widespread technology |  |  | Most widespread technology |  |  |  | Most widespread technology |  |  |  | Most widespread fuel |  |  |  | 209.2447 | 30.7537 | 27.9431 | 219.7906 | 12.0155 | 27.9431 | 51.1126 | 0.13923 | 53.3733 | 0.054396
Residential sector | Multifamily houses | Multifamily houses | 1945 - 1969 | 333.5037 | 319.267 | 5.6028 | 4.5972 | 1.16 | 2.4135 | 1.8205 | 0.36318 | 4.3689 | 0.18389 | 0.044387 | 1.2 | 3 | 0.8 | 1.21 | 50% | 50% | [6 empty] | 100% |  |  |  | 100% |  |  | 100% |  |  |  |  | 100% |  |  |  | 100% |  |  | 100% |  |  | 100% | [5 empty] | Most widespread technology |  | Most widespread technology | [7 empty] | Most widespread fuel |  |  | Most widespread technology |  |  | Most widespread technology |  |  |  | Most widespread technology |  |  |  | Most widespread fuel |  |  |  | 198.6163 | 64.5827 | 27.9431 | 208.6265 | 25.2325 | 27.9431 | 72.7308 | 0.36185 | 75.9267 | 0.14137
Residential sector | Multifamily houses | Multifamily houses | 1970 - 1979 | 125.8754 | 120.5045 | 2.1147 | 1.9133 | 0.44 | 1.0045 | 0.75765 | 0.15115 | 1.8182 | 0.07653 | 0.018473 | 1 | 2.45 | 0.51 | 0.77 | 100% |  |  |  | 100% | [7 empty] | 100% |  |  | 100% |  |  |  |  | 100% |  |  |  | 100% | 100% |  | 100% |  |  | 100% | 100% |  |  |  |  | Most widespread technology |  | Most widespread technology | [7 empty] | Most widespread fuel |  |  | Most widespread technology |  |  | Most widespread technology |  |  |  | Most widespread technology |  |  |  | Most widespread fuel |  |  |  | 144.7794 | 34.8747 | 27.9431 | 152.0763 | 13.6255 | 27.9431 | 20.9639 | 0.073749 | 21.8432 | 0.028814
Residential sector | Multifamily houses | Multifamily houses | 1980 - 1989 | 99.6025 | 95.3534 | 1.6733 | 1.3404 | 0.35 | 0.70369 | 0.53078 | 0.10589 | 1.2738 | 0.053615 | 0.012941 | 0.6 | 1.28 | 0.36 | 0.51 | 100% | [7 empty] | 100% |  |  |  | 100% |  |  | 100% |  |  |  |  | 100% |  |  |  | 100% | 100% |  | 100% |  |  | 100% | 100% |  |  |  |  | Most widespread technology |  | Most widespread technology | [7 empty] | Most widespread fuel |  |  | Most widespread technology |  |  | Most widespread technology |  |  |  | Most widespread technology |  |  |  | Most widespread fuel |  |  |  | 131.8788 | 20.5761 | 27.9431 | 138.5255 | 8.0391 | 27.9431 | 15.3583 | 0.03443 | 15.9921 | 0.013452
Residential sector | Multifamily houses | Multifamily houses | 1990 - 1999 | 81.6014 | 78.1209 | 1.5378 | 1.1086 | 0.34 | 0.58202 | 0.43901 | 0.08758 | 1.0536 | 0.044344 | 0.010704 | 0.4 | 1.9 | 0.32 | 0.4 | 100% |  |  |  | 100% | 100% | [6 empty] | 100% |  |  | 100% | 100% |  |  |  | 100% |  |  |  | 100% | 100% |  | 100% |  |  | 100% | 100% |  |  |  |  | Most widespread technology |  |  | Most widespread technology | [6 empty] | Most widespread fuel |  |  | Most widespread technology |  |  | Most widespread technology |  |  |  | Most widespread technology |  |  |  | Most widespread fuel |  |  |  | 84.5016 | 22.8394 | 27.9431 | 88.7605 | 8.9234 | 27.9431 | 8.8815 | 0.035124 | 9.2142 | 0.013723
Residential sector | Multifamily houses | Multifamily houses | 2000 - 2010 | 47.0661 | 45.0602 | 0.79071 | 0.61431 | 0.16 | 0.32251 | 0.24327 | 0.048531 | 0.58381 | 0.024573 | 0.0059313 | 0.25 | 1.4 | 0.2 | 0.32 | 100% |  |  |  | 100% | 100% | [6 empty] | 100% |  |  | 100% | 100% |  |  |  | 100% |  |  |  | 100% | 100% |  | 100% |  |  | 100% | 100% |  |  |  |  | Most widespread technology |  |  | Most widespread technology | [6 empty] | Most widespread fuel |  |  | Most widespread technology |  |  | Most widespread technology |  |  |  | Most widespread technology |  |  |  | Most widespread fuel |  |  |  | 81.4783 | 16.216 | 27.9431 | 85.5848 | 6.3356 | 27.9431 | 4.9866 | 0.012822 | 5.1716 | 0.0050096
Residential sector | Multifamily houses | Multifamily houses | Post 2010 | 44.4066 | 42.5143 | 0.74603 | 0.57476 | 0.16 | 0.30175 | 0.22761 | 0.045406 | 0.54622 | 0.022991 | 0.0055494 | 0.29 | 1.2 | 0.23 | 0.32 | 100% |  |  |  | 100% | 100% | [6 empty] | 100% |  |  |  |  | 100% | 100% |  | 100% |  |  |  | 100% | 100% |  | 100% |  |  | 100% | 100% |  |  |  |  | Most widespread technology |  |  | Most widespread technology | [6 empty] | Most widespread fuel |  |  |  | Most widespread technology |  | Most widespread technology |  |  |  | Widespread technology | Widespread technology |  |  | Most widespread fuel |  |  |  | 50.6446 | 2.8492 | 27.9431 | 53.1971 | 1.1132 | 27.9431 | 3.394 | 0.0021256 | 3.5025 | 0.00083048
Residential sector | Appartment blocks | Appartment blocks |  |  |  |  | 7.36 | 1.44 | 3.864 | 2.9146 | 0.58144 | 6.9945 | 0.36546
Residential sector | Appartment blocks | Appartment blocks | Before 1945 | 15.4174 | 14.763 | 0.25901 | 0.32876 | 0.05 | 0.1726 | 0.13019 | 0.025972 | 0.31243 | 0.01315 | 0.0031742 | 1.55 | 2.9 | 0.975 | 0.825 | 100% |  |  |  | 50% |  | 50% |  |  |  |  | 50% | 50% |  |  | 100% |  |  |  | 100% |  |  | 100% |  |  |  |  | 100% |  |  | 50% |  |  |  | 50% |  | Most widespread technology |  | Most widespread technology | [7 empty] | Most widespread fuel |  |  | Most widespread technology |  |  | Most widespread technology |  |  |  | Most widespread technology |  |  |  | Widespread fuel | Widespread fuel |  |  | 155.2012 | 10.7547 | 38.0502 | 163.0234 | 4.2019 | 38.0502 | 2.8779 | 0.0027856 | 2.9933 | 0.0010883
Residential sector | Appartment blocks | Appartment blocks | 1945 - 1969 | 123.3579 | 118.0945 | 2.8377 | 2.6305 | 0.55 | 1.381 | 1.0417 | 0.20781 | 2.4998 | 0.10522 | 0.025398 | 1.2 | 3 | 0.81 | 1.19 | 50% | 50% | [6 empty] | 100% |  |  |  | 100% |  |  | 100% |  |  |  |  | 100% |  |  |  | 100% |  |  |  | 100% |  | 100% | [5 empty] | Most widespread technology |  | Most widespread technology | [7 empty] | Most widespread fuel |  |  | Most widespread technology |  |  | Most widespread technology |  |  |  | Most widespread technology |  |  |  | Widespread fuel | Widespread fuel |  |  | 141.3054 | 30.9436 | 38.0502 | 148.4272 | 12.0897 | 38.0502 | 21.3812 | 0.087808 | 22.2222 | 0.034307
Residential sector | Appartment blocks | Appartment blocks | 1970 - 1979 | 104.4766 | 100.0194 | 2.5205 | 2.2278 | 0.4 | 1.1696 | 0.88222 | 0.176 | 2.1172 | 0.089114 | 0.02151 | 1.1 | 2.45 | 0.51 | 0.77 |  | 100% |  |  | 100% | [7 empty] | 100% |  |  | 100% |  |  |  |  | 100% |  |  |  | 100% | 100% |  | 100% |  |  | 100% | 100% |  |  |  |  | Most widespread technology |  | Most widespread technology | [7 empty] | Most widespread fuel |  |  | Most widespread technology |  |  | Most widespread technology |  |  |  | Most widespread technology |  |  |  | Widespread fuel | Widespread fuel |  |  | 104.7256 | 18.0814 | 38.0502 | 110.0038 | 7.0644 | 38.0502 | 14.4499 | 0.045573 | 14.9779 | 0.017806
Residential sector | Appartment blocks | Appartment blocks | 1980 - 1989 | 36.0212 | 34.487 | 1.3704 | 0.76811 | 0.15 | 0.40326 | 0.30417 | 0.060681 | 0.72997 | 0.030724 | 0.0074162 | 0.6 | 1.28 | 0.36 | 0.51 | 100% | [7 empty] | 100% |  |  |  | 100% |  |  | 100% |  |  |  |  | 100% |  |  |  | 100% | 100% |  | 100% |  |  | 100% | 100% |  |  |  |  | Most widespread technology |  | Most widespread technology | [7 empty] | Most widespread fuel |  |  | Most widespread technology |  |  | Most widespread technology |  |  |  | Most widespread technology |  |  |  | Widespread fuel | Widespread fuel |  |  | 100.9888 | 25.417 | 38.0502 | 106.0786 | 9.9304 | 38.0502 | 4.8534 | 0.034832 | 5.0289 | 0.013609
Residential sector | Appartment blocks | Appartment blocks | 1990 - 1999 | 38.4157 | 36.7792 | 1.4106 | 0.81917 | 0.2 | 0.43006 | 0.32439 | 0.064714 | 0.77849 | 0.032767 | 0.0079092 | 0.4 | 1.9 | 0.32 | 0.4 | 100% |  |  |  | 100% | 100% | [6 empty] | 100% |  |  | 100% | 100% |  |  |  | 100% |  |  |  | 100% | 100% |  | 100% |  |  | 100% | 100% |  |  |  |  | Most widespread technology |  |  | Most widespread technology | [6 empty] | Most widespread fuel |  |  | Most widespread technology |  |  | Most widespread technology |  |  |  | Most widespread technology |  |  |  | Widespread fuel | Widespread fuel |  |  | 76.9152 | 19.7728 | 38.0502 | 80.7917 | 7.7252 | 38.0502 | 4.2906 | 0.027892 | 4.4332 | 0.010898
Residential sector | Appartment blocks | Appartment blocks | 2000 - 2010 | 18.3135 | 17.5354 | 0.30767 | 0.39051 | 0.06 | 0.20502 | 0.15464 | 0.03085 | 0.37112 | 0.01562 | 0.0037705 | 0.25 | 1.4 | 0.2 | 0.32 | 100% |  |  |  | 100% | 100% | [6 empty] | 100% |  |  | 100% | 100% |  |  |  | 100% |  |  |  | 100% | 100% |  | 100% |  |  | 100% | 100% |  |  |  |  | Most widespread technology |  |  | Most widespread technology | [6 empty] | Most widespread fuel |  |  | Most widespread technology |  |  | Most widespread technology |  |  |  | Most widespread technology |  |  |  | Widespread fuel | Widespread fuel |  |  | 59.3389 | 18.9045 | 38.0502 | 62.3296 | 7.386 | 38.0502 | 1.7374 | 0.0058162 | 1.7898 | 0.0022724
Residential sector | Appartment blocks | Appartment blocks | Post 2010 | 9.152 | 8.7651 | 0.15375 | 0.19516 | 0.03 | 0.10246 | 0.077282 | 0.015417 | 0.18546 | 0.0078062 | 0.0018843 | 0.29 | 1.2 | 0.23 | 0.32 | 100% |  |  |  | 100% | 100% | [6 empty] | 100% |  |  |  |  | 100% | 100% |  | 100% |  |  |  | 100% | 100% |  | 100% |  |  | 100% | 100% |  |  |  |  | Most widespread technology |  |  | Most widespread technology | [6 empty] | Most widespread fuel |  |  |  | Most widespread technology |  | Most widespread technology |  |  |  | Widespread technology | Widespread technology |  |  | Widespread fuel | Widespread fuel |  |  | 46.0252 | 16.5165 | 38.0502 | 48.3449 | 6.453 | 38.0502 | 0.75165 | 0.0025395 | 0.77198 | 0.00099217
Service sector | Total | Total |  |  |  |  | 11.887 | 1.1462 | 9.2426 | 5.1081 | 0
Service sector | Total | Total | Before 1945 | 172.71 | 172.71 | 2.4431 | 1.2866 | 0.11971 | 0.9954 | 0.55105 | 0 | 1.1348 | 0.15188 | -4.1633e-16 | 1.5 | 2.9 | 1 | 1.2 | [64 empty] | 122.7349 | 80.4911 | 6.2762 | 150.964 | 18.513 | 6.4017 | 22.2815 | 0.20117 | 27.1786 | 0.045229 | 172.71 | 46.53% | 12.99% | 10.12% | 10.28% | 9.889% | 10.19% | 100% |  | 19.1% | 5.561% | 0.01815% | 15.89% | 11.14% | 6.873%
Service sector | Total | Total | 1945 - 1969 | 495.68 | 495.68 | 12.4552 | 3.9927 | 0.33602 | 3.1223 | 1.7431 | 0 | 3.5358 | 0.45688 | -4.4409e-16 | 1.35 | 2.4 | 0.9 | 1.05 | [64 empty] | 125.1562 | 80.9334 | 4.8893 | 153.9421 | 18.6147 | 4.9871 | 64.4609 | 1.0312 | 79.268 | 1.2018 | 495.68 | 54.46% | 10.01% | 14.88% | 5.294% | 11.2% | 4.158% | 100% |  | 64.2% | 22.96% | 0.7424% | 37.86% | 46.25% | 12.06%
Service sector | Total | Total | 1970 - 1979 | 252.91 | 252.91 | 4.9293 | 1.7148 | 0.16691 | 1.3315 | 0.73512 | 0 | 1.514 | 0.20078 | 0 | 1.2 | 2.15 | 0.8 | 0.9 | [64 empty] | 114.1304 | 83.1717 | 5.8741 | 140.3804 | 19.1295 | 5.9916 | 30.3503 | 0.41941 | 37.0189 | 0.094295 | 252.91 | 43.02% | 10.71% | 16.05% | 7.758% | 12.42% | 10.04% | 100% |  | 54.83% | 21.59% | 0.6524% | 54.15% | 49.93% | 24.65%
Service sector | Total | Total | 1980 - 1989 | 230.12 | 230.12 | 4.2228 | 1.4111 | 0.14821 | 1.0961 | 0.60206 | 0 | 1.2461 | 0.16507 | 0 | 0.9 | 1.9 | 0.5 | 0.4 | [64 empty] | 91.8883 | 79.3968 | 6.0955 | 113.0226 | 18.2613 | 6.2174 | 22.548 | 0.34299 | 27.4395 | 0.077114 | 230.12 | 38.58% | 9.586% | 19.39% | 8.261% | 13.47% | 10.72% | 100% |  | 34.54% | 9.149% | 0.5665% | 32.05% | 31.65% | 16.82%
Service sector | Total | Total | 1990 - 1999 | 218.49 | 218.49 | 3.8623 | 1.3197 | 0.1407 | 1.0241 | 0.56171 | 0 | 1.1649 | 0.15485 | 0 | 0.4 | 1.6 | 0.3 | 0.375 | [64 empty] | 77.3596 | 71.8731 | 6.2119 | 95.1523 | 16.5308 | 6.3362 | 18.2595 | 0.28398 | 22.1742 | 0.063847 | 218.49 | 37.66% | 9.73% | 19.23% | 8.632% | 13.51% | 11.24% | 100% |  | 32.22% | 8.957% | 0.5533% | 29.65% | 29.04% | 16.49%
Service sector | Total | Total | 2000 - 2010 | 197.46 | 197.46 | 3.2104 | 1.1699 | 0.12771 | 0.90589 | 0.49581 | 0 | 1.0318 | 0.13812 | 0 | 0.34 | 1.3 | 0.2 | 0.36 | [64 empty] | 41.0401 | 72.8423 | 6.4148 | 50.4793 | 16.7537 | 6.5431 | 9.3704 | 0.23923 | 11.2597 | 0.053785 | 197.46 | 36.31% | 10.11% | 18.76% | 9.318% | 13.57% | 11.93% | 100% |  | 30.2% | 7.403% | 0.4963% | 29.64% | 26.04% | 15.49%
Service sector | Total | Total | Post 2010 | 173.73 | 173.73 | 12.0597 | 0.99209 | 0.10696 | 0.76737 | 0.41923 | 0 | 0.87451 | 0.11758 | -2.3592e-16 | 0.28 | 1.15 | 0.1 | 0.35 | [64 empty] | 38.269 | 66.3319 | 6.8103 | 47.0709 | 15.2563 | 6.9465 | 7.8316 | 0.80834 | 9.3844 | 0.18399 | 173.73 | 34.63% | 10.25% | 15.46% | 10.74% | 10.74% | 18.19% | 100% |  | 43.41% | 12.91% | 2.66% | 84.66% | 45.88% | 42.29%
Service sector | Offices | Offices |  |  |  |  | 9.2413 | 0.41195 | 7.3931 | 4.312 | 0
Service sector | Offices | Offices | Before 1945 | 80.36 | 80.36 | 2.006 | 0.97456 | 0.044271 | 0.77965 | 0.45473 | 0 | 0.87369 | 0.10087 | 0 | 1.5 | 2.9 | 1 | 1.2 | [64 empty] | 127.4057 | 80.4911 | 2.1196 | 156.709 | 18.513 | 2.162 | 10.4086 | 0.16518 | 12.7669 | 0.037137
Service sector | Offices | Offices | 1945 - 1969 | 269.93 | 269.93 | 7.8827 | 3.2736 | 0.14551 | 2.6188 | 1.5274 | 0 | 2.9347 | 0.33881 | 0 | 1.35 | 2.4 | 0.9 | 1.05 | [64 empty] | 127.4057 | 74.8567 | 2.1196 | 156.709 | 17.217 | 2.162 | 34.9627 | 0.60364 | 43.374 | 1.1057
Service sector | Offices | Offices | 1970 - 1979 | 108.8 | 108.8 | 2.8877 | 1.3195 | 0.058718 | 1.0556 | 0.61566 | 0 | 1.1829 | 0.13656 | 0 | 1.2 | 2.15 | 0.8 | 0.9 | [64 empty] | 127.4057 | 75.6053 | 2.1196 | 156.709 | 17.3892 | 2.162 | 14.0923 | 0.22334 | 17.2852 | 0.050214
Service sector | Offices | Offices | 1980 - 1989 | 88.78 | 88.78 | 2.267 | 1.0767 | 0.047763 | 0.86134 | 0.50238 | 0 | 0.96524 | 0.11144 | 0 | 0.9 | 1.9 | 0.5 | 0.4 | [64 empty] | 95.8099 | 75.6053 | 2.1196 | 117.8462 | 17.3892 | 2.162 | 8.6942 | 0.17534 | 10.6543 | 0.039422
Service sector | Offices | Offices | 1990 - 1999 | 82.29 | 82.29 | 2.0658 | 0.99797 | 0.04431 | 0.79837 | 0.46565 | 0 | 0.89468 | 0.10329 | 0 | 0.4 | 1.6 | 0.3 | 0.375 | [64 empty] | 95.8099 | 63.5084 | 2.1196 | 117.8462 | 14.6069 | 2.162 | 8.0586 | 0.13422 | 9.8755 | 0.030176
Service sector | Offices | Offices | 2000 - 2010 | 71.7 | 71.7 | 1.7375 | 0.86954 | 0.038724 | 0.69563 | 0.40573 | 0 | 0.77954 | 0.089997 | 0 | 0.34 | 1.3 | 0.2 | 0.36 | [64 empty] | 36.7358 | 57.7927 | 2.1196 | 45.1851 | 13.2923 | 2.162 | 2.7859 | 0.10273 | 3.3948 | 0.023096
Service sector | Offices | Offices | Post 2010 | 60.16 | 60.16 | 6.7193 | 0.72959 | 0.032658 | 0.58367 | 0.34042 | 0 | 0.65407 | 0.075512 | 0 | 0.28 | 1.15 | 0.1 | 0.35 | [64 empty] | 39.5298 | 57.159 | 2.1196 | 48.6216 | 13.1466 | 2.162 | 2.5056 | 0.3929 | 3.0551 | 0.088336
Service sector | Trade | Trade |  |  |  |  | 2.1861 | 0.27473 | 1.4647 | 0.72141 | 0
Service sector | Trade | Trade | Before 1945 | 22.44 | 22.44 | 0.21049 | 0.27214 | 0.035508 | 0.18233 | 0.089806 | 0 | 0.22588 | 0.046264 | 0 | 1.5 | 2.9 | 1 | 1.2 | [64 empty] | 146.2281 | 80.4911 | 5.7531 | 179.8606 | 18.513 | 5.8682 | 3.4105 | 0.017332 | 4.1678 | 0.0038968
Service sector | Trade | Trade | 1945 - 1969 | 49.63 | 49.63 | 1.0534 | 0.60188 | 0.073227 | 0.40326 | 0.19862 | 0 | 0.49956 | 0.10232 | 0 | 1.35 | 2.4 | 0.9 | 1.05 | [64 empty] | 137.7794 | 100.6139 | 5.7531 | 169.4687 | 23.1412 | 5.8682 | 7.1235 | 0.10842 | 8.702 | 0.024376
Service sector | Trade | Trade | 1970 - 1979 | 27.09 | 27.09 | 0.35464 | 0.32853 | 0.041376 | 0.22012 | 0.10842 | 0 | 0.27268 | 0.05585 | 0 | 1.2 | 2.15 | 0.8 | 0.9 | [64 empty] | 129.3307 | 101.62 | 5.7531 | 159.0767 | 23.3726 | 5.8682 | 3.6594 | 0.036867 | 4.4684 | 0.0082889
Service sector | Trade | Trade | 1980 - 1989 | 22.06 | 22.06 | 0.19871 | 0.26753 | 0.033537 | 0.17925 | 0.088285 | 0 | 0.22205 | 0.04548 | 0 | 0.9 | 1.9 | 0.5 | 0.4 | [64 empty] | 112.4333 | 109.7496 | 5.7531 | 138.2929 | 25.2424 | 5.8682 | 2.6072 | 0.02231 | 3.1802 | 0.0050159
Service sector | Trade | Trade | 1990 - 1999 | 21.26 | 21.26 | 0.17391 | 0.25783 | 0.032477 | 0.17275 | 0.085084 | 0 | 0.214 | 0.043831 | 0 | 0.4 | 1.6 | 0.3 | 0.375 | [64 empty] | 79.3837 | 117.8792 | 5.7531 | 97.642 | 27.1122 | 5.8682 | 1.81 | 0.020972 | 2.2006 | 0.0047151
Service sector | Trade | Trade | 2000 - 2010 | 19.97 | 19.97 | 0.13392 | 0.24218 | 0.03082 | 0.16226 | 0.079921 | 0 | 0.20101 | 0.041171 | 0 | 0.34 | 1.3 | 0.2 | 0.36 | [64 empty] | 46.3342 | 119.058 | 5.7531 | 56.9911 | 27.3833 | 5.8682 | 1.0402 | 0.016311 | 1.2553 | 0.0036672
Service sector | Trade | Trade | Post 2010 | 17.81 | 17.81 | 0.06696 | 0.21599 | 0.02778 | 0.14471 | 0.071276 | 0 | 0.17927 | 0.036718 | 0 | 0.28 | 1.15 | 0.1 | 0.35 | [64 empty] | 20.7608 | 80.4911 | 5.7531 | 25.5358 | 18.513 | 5.8682 | 0.47221 | 0.0055136 | 0.55931 | 0.0012396
Service sector | Education | Education |  |  |  |  | 0.11656 | 0.11656 | 0.10491 | 0.011656 | 0
Service sector | Education | Education | Before 1945 | 17.47 | 17.47 | 0.05642 | 0.008662 | 0.008662 | 0.0077958 | 0.0008662 | 0 | 0.0080123 | 0.00064965 | 0 | 1.5 | 2.9 | 1 | 1.2 | [64 empty] | 131.9442 | 80.4911 | 3.1794 | 162.2913 | 18.513 | 3.243 | 2.3606 | 0.0046458 | 2.8919 | 0.0010445
Service sector | Education | Education | 1945 - 1969 | 73.74 | 73.74 | 1.8008 | 0.027192 | 0.027192 | 0.024472 | 0.0027192 | 0 | 0.025152 | 0.0020394 | 0 | 1.35 | 2.4 | 0.9 | 1.05 | [64 empty] | 131.9442 | 87.7353 | 3.1794 | 162.2913 | 20.1791 | 3.243 | 9.964 | 0.16163 | 12.2065 | 0.036338
Service sector | Education | Education | 1970 - 1979 | 40.6 | 40.6 | 0.77345 | 0.016422 | 0.016422 | 0.01478 | 0.0016422 | 0 | 0.01519 | 0.0012316 | 0 | 1.2 | 2.15 | 0.8 | 0.9 | [64 empty] | 109.9201 | 88.6127 | 3.1794 | 135.2017 | 20.3809 | 3.243 | 4.5918 | 0.070114 | 5.6209 | 0.015764
Service sector | Education | Education | 1980 - 1989 | 44.62 | 44.62 | 0.89807 | 0.018947 | 0.018947 | 0.017052 | 0.0018947 | 0 | 0.017526 | 0.001421 | 0 | 0.9 | 1.9 | 0.5 | 0.4 | [64 empty] | 87.8959 | 76.6499 | 3.1794 | 108.112 | 17.6295 | 3.243 | 4.0638 | 0.07042 | 4.9687 | 0.015833
Service sector | Education | Education | 1990 - 1999 | 42.02 | 42.02 | 0.81747 | 0.017929 | 0.017929 | 0.016136 | 0.0017929 | 0 | 0.016584 | 0.0013447 | 0 | 0.4 | 1.6 | 0.3 | 0.375 | [64 empty] | 58.6864 | 64.6872 | 3.1794 | 72.1843 | 14.8781 | 3.243 | 2.5996 | 0.054096 | 3.1695 | 0.012162
Service sector | Education | Education | 2000 - 2010 | 37.05 | 37.05 | 0.6634 | 0.015955 | 0.015955 | 0.014359 | 0.0015955 | 0 | 0.014758 | 0.0011966 | 0 | 0.34 | 1.3 | 0.2 | 0.36 | [64 empty] | 29.4769 | 73.7435 | 3.1794 | 36.2566 | 16.961 | 3.243 | 1.2099 | 0.050047 | 1.4635 | 0.011252
Service sector | Education | Education | Post 2010 | 26.86 | 26.86 | 1.695 | 0.011458 | 0.011458 | 0.010312 | 0.0011458 | 0 | 0.010598 | 0.00085932 | 0 | 0.28 | 1.15 | 0.1 | 0.35 | [64 empty] | 27.231 | 66.8695 | 3.1794 | 33.4942 | 15.38 | 3.243 | 0.81682 | 0.11595 | 0.98676 | 0.026068
Service sector | Health | Health |  |  |  |  | 0.094887 | 0.094887 | 0.085399 | 0.0094887 | 0
Service sector | Health | Health | Before 1945 | 17.76 | 17.76 | 0.06541 | 0.011964 | 0.011964 | 0.010767 | 0.0011964 | 0 | 0.011066 | 0.00089727 | 0 | 1.5 | 2.9 | 1 | 1.2 | [64 empty] | 136.2888 | 80.4911 | 24.5265 | 167.6353 | 18.513 | 25.0171 | 2.8561 | 0.005386 | 3.4215 | 0.0012109
Service sector | Health | Health | 1945 - 1969 | 26.24 | 26.24 | 0.32829 | 0.013737 | 0.013737 | 0.012363 | 0.0013737 | 0 | 0.012707 | 0.0010303 | 0 | 1.35 | 2.4 | 0.9 | 1.05 | [64 empty] | 136.2888 | 74.8567 | 24.5265 | 167.6353 | 17.217 | 25.0171 | 4.2198 | 0.02514 | 5.0552 | 0.0056522
Service sector | Health | Health | 1970 - 1979 | 19.62 | 19.62 | 0.12307 | 0.013569 | 0.013569 | 0.012212 | 0.0013569 | 0 | 0.012551 | 0.0010177 | 0 | 1.2 | 2.15 | 0.8 | 0.9 | [64 empty] | 117.2057 | 75.6053 | 24.5265 | 144.163 | 17.3892 | 25.0171 | 2.7808 | 0.0095188 | 3.3193 | 0.0021401
Service sector | Health | Health | 1980 - 1989 | 19.01 | 19.01 | 0.10416 | 0.013564 | 0.013564 | 0.012207 | 0.0013564 | 0 | 0.012546 | 0.0010173 | 0 | 0.9 | 1.9 | 0.5 | 0.4 | [64 empty] | 98.1226 | 66.9107 | 24.5265 | 120.6908 | 15.3895 | 25.0171 | 2.3316 | 0.0071297 | 2.7699 | 0.001603
Service sector | Health | Health | 1990 - 1999 | 18.86 | 18.86 | 0.09951 | 0.013703 | 0.013703 | 0.012332 | 0.0013703 | 0 | 0.012675 | 0.0010277 | 0 | 0.4 | 1.6 | 0.3 | 0.375 | [64 empty] | 66.2394 | 58.2161 | 24.5265 | 81.4745 | 13.3897 | 25.0171 | 1.7118 | 0.0059263 | 2.0084 | 0.0013324
Service sector | Health | Health | 2000 - 2010 | 18.4 | 18.4 | 0.08525 | 0.013788 | 0.013788 | 0.012409 | 0.0013788 | 0 | 0.012754 | 0.0010341 | 0 | 0.34 | 1.3 | 0.2 | 0.36 | [64 empty] | 34.3563 | 65.7842 | 24.5265 | 42.2582 | 15.1304 | 25.0171 | 1.0834 | 0.0057371 | 1.2379 | 0.0012899
Service sector | Health | Health | Post 2010 | 18.65 | 18.65 | 0.4536 | 0.014563 | 0.014563 | 0.013107 | 0.0014563 | 0 | 0.013471 | 0.0010922 | 0 | 0.28 | 1.15 | 0.1 | 0.35 | [64 empty] | 19.8652 | 60.6985 | 24.5265 | 24.4341 | 13.9607 | 25.0171 | 0.8279 | 0.028166 | 0.92226 | 0.0063326
Service sector | Hotels and Restaurants | Hotels and Restaurants |  |  |  |  | 0.12173 | 0.12173 | 0.068166 | 0.053559 | 0
Service sector | Hotels and Restaurants | Hotels and Restaurants | Before 1945 | 17.08 | 17.08 | 0.04433 | 0.01012 | 0.01012 | 0.0056674 | 0.0044529 | 0 | 0.0084403 | 0.00168 | 0 | 1.5 | 2.9 | 1 | 1.2 | [64 empty] | 111.2636 | 80.4911 | 9.6895 | 136.8542 | 18.513 | 9.8833 | 2.0659 | 0.0036502 | 2.5063 | 0.00082068
Service sector | Hotels and Restaurants | Hotels and Restaurants | 1945 - 1969 | 55.53 | 55.53 | 1.2363 | 0.029508 | 0.029508 | 0.016525 | 0.012984 | 0 | 0.02461 | 0.0048983 | 0 | 1.35 | 2.4 | 0.9 | 1.05 | [64 empty] | 111.2636 | 78.0764 | 9.6895 | 136.8542 | 17.9576 | 9.8833 | 6.7165 | 0.098744 | 8.1483 | 0.022201
Service sector | Hotels and Restaurants | Hotels and Restaurants | 1970 - 1979 | 31.41 | 31.41 | 0.48856 | 0.018283 | 0.018283 | 0.010238 | 0.0080444 | 0 | 0.015248 | 0.0030349 | 0 | 1.2 | 2.15 | 0.8 | 0.9 | [64 empty] | 95.2284 | 78.8571 | 9.6895 | 117.1309 | 18.1371 | 9.8833 | 3.2955 | 0.039413 | 3.9895 | 0.0088611
Service sector | Hotels and Restaurants | Hotels and Restaurants | 1980 - 1989 | 30.99 | 30.99 | 0.47554 | 0.01852 | 0.01852 | 0.010371 | 0.0081489 | 0 | 0.015446 | 0.0030744 | 0 | 0.9 | 1.9 | 0.5 | 0.4 | [64 empty] | 79.1932 | 69.7886 | 9.6895 | 97.4077 | 16.0514 | 9.8833 | 2.7545 | 0.033951 | 3.3249 | 0.0076331
Service sector | Hotels and Restaurants | Hotels and Restaurants | 1990 - 1999 | 29.51 | 29.51 | 0.42966 | 0.017755 | 0.017755 | 0.0099429 | 0.0078123 | 0 | 0.014808 | 0.0029474 | 0 | 0.4 | 1.6 | 0.3 | 0.375 | [64 empty] | 53.553 | 60.72 | 9.6895 | 65.8702 | 13.9656 | 9.8833 | 1.8663 | 0.026689 | 2.2355 | 0.0060005
Service sector | Hotels and Restaurants | Hotels and Restaurants | 2000 - 2010 | 26.79 | 26.79 | 0.34534 | 0.016341 | 0.016341 | 0.0091512 | 0.0071902 | 0 | 0.013629 | 0.0027127 | 0 | 0.34 | 1.3 | 0.2 | 0.36 | [64 empty] | 27.9128 | 68.6136 | 9.6895 | 34.3328 | 15.7811 | 9.8833 | 1.0074 | 0.02424 | 1.1845 | 0.0054499
Service sector | Hotels and Restaurants | Hotels and Restaurants | Post 2010 | 18.65 | 18.65 | 0.4536 | 0.011197 | 0.011197 | 0.0062705 | 0.0049268 | 0 | 0.0093386 | 0.0018588 | 0 | 0.28 | 1.15 | 0.1 | 0.35 | [64 empty] | 19.8117 | 63.2681 | 9.6895 | 24.3684 | 14.5517 | 9.8833 | 0.5502 | 0.029358 | 0.63879 | 0.0066006
Service sector | Other non-residential buildings | Other non-residential buildings |  |  |  |  | 0.12637 | 0.12637 | 0.12637 | 0 | 0
Service sector | Other non-residential buildings | Other non-residential buildings | Before 1945 | 17.6 | 17.6 | 0.06045 | 0.00919 | 0.00919 | 0.00919 | 0 | 0 | 0.0076645 | 0.0015255 | 0 | 1.5 | 2.9 | 1 | 1.2 | [64 empty] | 59.7692 | 80.4911 | 7.2671 | 73.5162 | 18.513 | 7.4125 | 1.1798 | 0.0049776 | 1.4243 | 0.0011191
Service sector | Other non-residential buildings | Other non-residential buildings | 1945 - 1969 | 20.61 | 20.61 | 0.15376 | 0.046851 | 0.046851 | 0.046851 | 0 | 0 | 0.039074 | 0.0077773 | 0 | 1.35 | 2.4 | 0.9 | 1.05 | [64 empty] | 64.2676 | 104.2257 | 7.2671 | 79.0492 | 23.9719 | 7.4125 | 1.4743 | 0.016394 | 1.782 | 0.0036859
Service sector | Other non-residential buildings | Other non-residential buildings | 1970 - 1979 | 25.39 | 25.39 | 0.30194 | 0.018542 | 0.018542 | 0.018542 | 0 | 0 | 0.015464 | 0.003078 | 0 | 1.2 | 2.15 | 0.8 | 0.9 | [64 empty] | 68.766 | 98.3952 | 7.2671 | 84.5822 | 22.6309 | 7.4125 | 1.9305 | 0.030393 | 2.3357 | 0.0068332
Service sector | Other non-residential buildings | Other non-residential buildings | 1980 - 1989 | 24.66 | 24.66 | 0.27931 | 0.015885 | 0.015885 | 0.015885 | 0 | 0 | 0.013248 | 0.0026368 | 0 | 0.9 | 1.9 | 0.5 | 0.4 | [64 empty] | 77.7628 | 92.5648 | 7.2671 | 95.6483 | 21.2899 | 7.4125 | 2.0968 | 0.026449 | 2.5415 | 0.0059465
Service sector | Other non-residential buildings | Other non-residential buildings | 1990 - 1999 | 24.55 | 24.55 | 0.2759 | 0.014528 | 0.014528 | 0.014528 | 0 | 0 | 0.012117 | 0.0024117 | 0 | 0.4 | 1.6 | 0.3 | 0.375 | [64 empty] | 82.8829 | 96.2674 | 7.2671 | 101.9459 | 22.1415 | 7.4125 | 2.2132 | 0.027171 | 2.6847 | 0.0061088
Service sector | Other non-residential buildings | Other non-residential buildings | 2000 - 2010 | 23.55 | 23.55 | 0.2449 | 0.012076 | 0.012076 | 0.012076 | 0 | 0 | 0.010071 | 0.0020046 | 0 | 0.34 | 1.3 | 0.2 | 0.36 | [64 empty] | 88.0029 | 88.3792 | 7.2671 | 108.2435 | 20.3272 | 7.4125 | 2.2436 | 0.022142 | 2.7237 | 0.0049781
Service sector | Other non-residential buildings | Other non-residential buildings | Post 2010 | 31.6 | 31.6 | 0.49445 | 0.0093008 | 0.0093008 | 0.0093008 | 0 | 0 | 0.0077569 | 0.0015439 | 0 | 0.28 | 1.15 | 0.1 | 0.35 | [64 empty] | 76.8739 | 80.4911 | 7.2671 | 94.5548 | 18.513 | 7.4125 | 2.6589 | 0.040714 | 3.2222 | 0.0091537
0.12637
11.03%
Estimated
Following information have been retrieved by experts questioning and relate to Central Europe (Austria, Belgium, Germany, Netherland, Luxembourg, France, UK and Ireland).
OFFICES
Construction materials:
Walls: in the majority of the cases CONCRETE was used and INSULATION is present in the majority of cases as well.
Windows: in the majority of the cases ALUMINIUM was used. LOW-EMITTANCE GLASS is present only in few cases.
Roofs: in the majority of the cases CONCRETE was used and INSULATION is most times present.
Floors: in the majority of the cases CONCRETE was used and INSULATION is present in the majority of cases as well.
Construction methodologies:
Walls: the most common methodology is SOLID WALL.
Windows: DOUBLE GLAZING is the most common.
Roofs: FLAT ROOF is the most common.
Floors: CONCRETE SLAB is the most common.
TRADE
Construction materials:
Walls: in the majority of the cases CONCRETE or BRICKS were used and INSULATION is present in the majority of cases as well.
Windows: in the majority of the cases ALUMINIUM and SYNTETIC/PVC were used. LOW-EMITTANCE GLASS is present only in few cases.
Roofs: in the majority of the cases CONCRETE and BRICKS were used and INSULATION is most times present.
Floors: in the majority of the cases CONCRETE was used and INSULATION is present in the majority of cases as well.
Construction methodologies:
Walls: the most common methodology is SOLID WALL.
Windows: DOUBLE GLAZING is the most common.
Roofs: FLAT ROOF is the most common.
Floors: CONCRETE SLAB is the most common.
EDUCATION
Construction materials:
Walls: in the majority of the cases CONCRETE was used and INSULATION is present in the majority of cases as well.
Windows: in the majority of the cases ALUMINIUM and SYNTETIC/PVC were used. LOW-EMITTANCE GLASS is present only in few cases.
Roofs: in the majority of the cases CONCRETE and BRICKS were used and INSULATION is most times present.
Floors: in the majority of the cases CONCRETE was used and INSULATION is present in the majority of cases as well.
Constrcuction methodologies:
Walls: the most common methodology is SOLID WALL.
Windows: DOUBLE GLAZING is the most common.
Roofs: FLAT ROOF is the most common.
Floors: CONCRETE SLAB is the most common.
HEALTH
Construction materials:
Walls: in the majority of the cases CONCRETE was used and INSULATION is present in the majority of cases as well.
Windows: in the majority of the cases ALUMINIUM and SYNTETIC/PVC were used. LOW-EMITTANCE GLASS is present only in few cases.
Roofs: in the majority of the cases CONCRETE was used and INSULATION is most times present.
Floors: in the majority of the cases CONCRETE was used and INSULATION is present in the majority of cases as well.
Construction methodologies:
Walls: the most common methodology is SOLID WALL.
Windows: DOUBLE GLAZING is the most common.
Roofs: FLAT ROOF is the most common.
Floors: CONCRETE SLAB is the most common.
HOTELS AND RESTAURANTS
Construction materials:
Walls: in the majority of the cases CONCRETE or BRICKS were used and INSULATION is present in the majority of cases as well.
Windows: in the majority of the cases ALUMINIUM and SYNTETIC/PVC were used. LOW-EMITTANCE GLASS is present only in few cases.
Roofs: in the majority of the cases CONCRETE and BRICKS were used and INSULATION is most times present.
Floors: in the majority of the cases CONCRETE was used and INSULATION is present in the majority of cases as well.
Construction methodologies:
Walls: the most common methodology is SOLID WALL.
Windows: DOUBLE GLAZING is the most common.
Roofs: FLAT ROOF is the most common.
Floors: CONCRETE SLAB is the most common.
OTHER NON RESIDENTIAL BUILDINGS
Construction materials:
Walls: in the majority of the cases CONCRETE was used and INSULATION is present in the majority of cases as well.
Windows: in the majority of the cases ALUMINIUM and SYNTETIC/PVC were used. LOW-EMITTANCE GLASS is present only in few cases.
Roofs: in the majority of the cases CONCRETE and BRICKS were used and INSULATION is most times present.
Floors: in the majority of the cases CONCRETE was used and INSULATION is present in the majority of cases as well.
Construction methodologies:
Walls: the most common methodology is SOLID WALL.
Windows: DOUBLE GLAZING is the most common.
Roofs: FLAT ROOF is the most common.
Floors: CONCRETE SLAB is the most common.
Following information have been retrieved by experts questioning and relate to Central Europe (Austria, Belgium, Germany, Netherlands, Luxembourg, France, UK and Ireland).
OFFICES
Space heating:
The most common technologies are:
- condensing boiler, central, gas
- heat pumps, electricity.
Space cooling:
Not present in most of the cases.
DHW:
The most common thechnology is condensing boiler, central, gas.
TRADE
Space heating:
The most common technologies are:
- condensing boiler, central, gas
- heat pumps, electricity.
Space cooling:
Not present in most of the cases.
DHW:
The most common thechnology is condensing boiler, central, gas.
EDUCATION
Space heating:
The most common technologies are:
- the condensing boiler, central, gas
- heat pumps, electricity.
Space cooling:
Not present in most of the cases.
DHW:
The most common thechnology is condensing boiler, central, gas.
HEALTH
Space heating:
The most common technologies are:
- condensing boiler, central, gas
- heat pumps, electricity.
Space cooling:
Present in most of the cases.
DHW:
The most common thechnology is condensing boiler, central, gas.
HOTELS AND RESTAURANTS
Space heating:
The most common technologies are:
- condensing boiler, central, gas
- heat pumps, electricity.
Space cooling:
Not present in most of the cases.
DHW:
The most common thechnology is condensing boiler, central, gas.
OTHER NON RESIDENTIAL BUILDINGS
Space heating:
The most common technologies are:
- condensing boiler, central, gas
- heat pumps, electricity.
Space cooling:
Not present in most of the cases.
DHW:
The most common thechnology is condensing boiler, central, gas.
Note on U2: TABULA, TABULA WebTool, 2017 http://webtool.building-typology.eu/#bm
Note on AF2: TABULA, TABULA WebTool, 2017 http://webtool.building-typology.eu/#bm
Note on AN2: TABULA, TABULA WebTool, 2017 http://webtool.building-typology.eu/#bm
Note on AU2: TABULA, TABULA WebTool, 2017 http://webtool.building-typology.eu/#bm
Note on BD2: SPezzutto: TABULA, TABULA WebTool, 2017 http://webtool.building-typology.eu/#bm
Note on BR2: SPezzutto: TABULA, TABULA WebTool, 2017 http://webtool.building-typology.eu/#bm
Note on BT2: SPezzutto: TABULA, TABULA WebTool, 2017 http://webtool.building-typology.eu/#bm

## Greece
[19 empty] | WALLS | [10 empty] | WINDOWS | [7 empty] | ROOF | [6 empty] | FLOOR | [8 empty] | SPACE HEATING | [13 empty] | SPACE COOLING |  | DHW
|  |  |  | Area |  |  |  |  | Tenure/ownership status and distribution |  |  | Occupancy |  |  | Construction features (U-values) |  |  |  | construction material |  |  |  | construction methodology | [6 empty] | construction material |  |  | construction methodology |  |  |  |  | construction material | [6 empty] | construction material |  |  |  | construction methodology |  |  |  |  | individual | central | district heating | boiler |  | combined | stove | electric heating | heat pump | fossil fuels |  |  | electricity | biomass | no space cooling | space cooling | individual | central | district heating | boiler |  | Combined | Solar collectors | heat pump | fossil fuels |  |  | electricity | biomass | Useful energy demand |  |  | Final energy consumption |  |  | Total useful energy demand |  | Total final energy consumption
Sector | Subsector | Building type | Buidling age class | Covered area: constructed [Mm²] | Covered area: heated [Mm²] | Covered area: cooled [Mm²] | Number of dwellings/units [Mil.] | Number of buildings [Mil.] | Owner occupied - dwellings/units [Mil.] | Private rented - dwellings/units [Mil.] | Social housing - dwellings/units [Mil.] | Occupied [Mil.] | Vacant [Mil.] | Secondary dwellings/ units and others [Mil.] | Walls | Windows | Roof | Floor | brick | concrete | wood | other | solid wall |  | cavity wall |  | honeycomb bricks / hollow blocks wall |  | other | wood | synthetic / pvc | aluminium | single glazing | double glazing |  | triple glazing |  | wood | concrete | concrete + bricks | tilted roof |  | flat roof |  | wood | concrete | concrete + bricks | other | concrete slab |  | wooden floor (rafters + boards) |  | other |  |  |  | non-condensing | condensing |  |  |  |  | solid | liquid | gas | [7 empty] | non-condensing | condensing |  |  |  | solid | liquid | gas |  |  | Space heating [kWh/m² year] | Space cooling [kWh/m² year] | Domestic hot water [kWh/m² year] | Space heating [kWh/m² year] | Space cooling [kWh/m² year] | Domestic hot water [kWh/m² year] | Space heating+Domestic hot water [TWh/year] | Space cooling [TWh/year] | Space heating+Domestic hot water [TWh/year] | Space cooling [TWh/year]
|  |  |  | 41.2322 | [19 empty] | insulation |  | insulation |  | insulation | [6 empty] | low-e |  | low-e |  |  |  |  | insulation |  | insulation | [5 empty] | insulation |  | insulation
Residential sector | Total | Total |  | 351.05 |  |  | 8.514 | 2.709 | 6.3003 | 1.7028 | 0.51084 | 1.44
Residential sector | Total | Total | Before 1945 | 28.64 | 25.3517 | 15.1629 | 0.63513 | 0.245 | 0.47 | 0.12703 | 0.038108 | 0.38817 | 0.075476 | 0.17148 | 2.3754 | 4.1725 | 2.9779 | 2.4864 | 50% | 50% |  |  | 78.06% |  | 21.94% |  |  |  |  | 64.03% | 35.97% |  | 71.94% | 28.06% |  |  |  |  | 100% |  |  |  | 100% |  |  | 100% |  |  | 100% | [5 empty] | Most widespread technology |  | Most widespread technology | [6 empty] | Most widespread fuel |  |  |  | Most widespread technology |  | Widespread technology | Widespread technology |  | Most widespread technology | [7 empty] | Most widespread fuel |  | 91.0944 | 51.7057 | 20.9736 | 130.2741 | 35.6718 | 29.9628 | 2.9101 | 0.78401 | 4.1608 | 0.54089 | 28.64 | 56.11% | 30.78% | 13.11% | 100% |  | 0.5709% | 0.522% | 0.7044% | 0.5468%
Residential sector | Total | Total | 1945 - 1969 | 79.52 | 70.2838 | 37.774 | 1.9811 | 0.59 | 1.466 | 0.39622 | 0.11887 | 1.078 | 0.27934 | 0.62382 | 1.7631 | 4.3034 | 2.4562 | 2.4465 | 79.52% | 20.48% |  |  | 79.52% |  | 20.48% |  |  |  |  | 64.76% | 35.24% |  | 70.48% | 29.52% |  |  |  |  | 100% |  |  |  | 100% |  |  | 100% |  |  | 100% | [5 empty] | Most widespread technology |  | Most widespread technology | [6 empty] | Most widespread fuel |  |  |  | Most widespread technology |  | Widespread technology | Widespread technology |  | Most widespread technology | [7 empty] | Most widespread fuel |  | 95.2255 | 51.3509 | 20.8415 | 136.182 | 35.427 | 29.7742 | 8.3501 | 1.9397 | 11.939 | 1.3382 | 79.52 | 59.04% | 14.24% | 26.72% | 100% |  | 1.693% | 1.844% | 0.7044% | 2.639%
Residential sector | Total | Total | 1970 - 1979 | 66.96 | 59.1921 | 32.1923 | 1.6438 | 0.51 | 1.2164 | 0.32876 | 0.098628 | 0.91724 | 0.23178 | 0.49479 | 1.4113 | 4.6924 | 1.8332 | 2.3934 | 78.67% | 21.33% |  |  | 78.67% |  | 21.33% |  |  |  |  | 64.33% | 35.67% |  | 71.33% | 28.67% |  |  |  |  | 100% |  |  |  | 100% |  |  | 100% |  |  | 100% | [5 empty] | Most widespread technology |  | Most widespread technology | [6 empty] | Most widespread fuel |  |  |  | Most widespread technology |  | Widespread technology | Widespread technology |  | Most widespread technology |  |  | Less widespread technology |  |  |  |  | Most widespread fuel |  | 96.197 | 52.1469 | 20.9185 | 137.5713 | 35.9762 | 29.8842 | 7.0948 | 1.6787 | 10.1442 | 1.1582 | 66.96 | 57.33% | 17.76% | 24.91% | 100% |  | 1.887% | 2.203% | 0.8417% | 2.422%
Residential sector | Total | Total | 1980 - 1989 | 78.35 | 69.2506 | 37.2541 | 1.9989 | 0.61 | 1.4792 | 0.39979 | 0.11994 | 1.1026 | 0.28185 | 0.61445 | 1.0029 | 4.9575 | 1.2889 | 2.2971 | 77.94% | 22.06% |  |  | 22.06% |  | 77.94% | [6 empty] | 100% | 100% | [5 empty] | 100% |  |  |  | 100% |  |  | 100% |  |  | 100% | [5 empty] | Most widespread technology |  | Most widespread technology | [6 empty] | Most widespread fuel |  |  |  | Most widespread technology |  | Widespread technology | Widespread technology |  | Most widespread technology |  |  | Less widespread technology |  |  |  |  | Most widespread fuel |  | 84.5896 | 53.0362 | 20.984 | 120.9716 | 36.5897 | 29.9778 | 7.502 | 1.9758 | 10.7261 | 1.3631 | 78.35 | 55.88% | 14.42% | 29.7% | 100% |  | 2.432% | 2.838% | 1.065% | 4.301%
Residential sector | Total | Total | 1990 - 1999 | 56.98 | 50.3787 | 28.4327 | 1.4406 | 0.45 | 1.066 | 0.28812 | 0.086435 | 0.79192 | 0.20312 | 0.44554 | 0.8298 | 4.4003 | 0.90326 | 1.7741 | 80.19% | 19.81% |  |  | 19.81% |  | 80.19% | [6 empty] | 100% | 100% | [5 empty] | 100% |  |  |  | 100% |  |  | 100% |  |  | 100% | [5 empty] | Most widespread technology |  | Most widespread technology | [6 empty] | Most widespread fuel |  |  |  | Most widespread technology |  | Widespread technology | Widespread technology |  | Most widespread technology |  |  | Less widespread technology |  |  |  |  | Most widespread fuel |  | 97.4834 | 48.281 | 20.7808 | 139.411 | 33.3091 | 29.6875 | 6.0952 | 1.3728 | 8.7149 | 0.94707 | 56.98 | 60.39% | 11.06% | 28.55% | 100% |  | 1.968% | 2.717% | 0.9926% | 3.922%
Residential sector | Total | Total | 2000 - 2010 | 22.08 | 19.5585 | 12.2477 | 0.44265 | 0.162 | 0.32756 | 0.08853 | 0.026559 | 0.28844 | 0.062414 | 0.0918 | 0.7 | 4.0748 | 0.52721 | 0.97724 | 50% | 50% |  |  | 50% |  | 50% | 56.93% | [5 empty] | 100% |  | 100% |  |  |  |  | 100% |  | 43.07% | 43.07% | 56.93% | 56.93% |  | 100% |  |  | 100% | [5 empty] | Most widespread technology |  | Most widespread technology | [6 empty] | Most widespread fuel |  |  |  | Most widespread technology |  | Widespread technology | Widespread technology |  | Most widespread technology |  |  | Less widespread technology |  |  |  |  | Most widespread fuel |  | 86.0243 | 46.996 | 21.5608 | 123.0233 | 32.4225 | 30.8017 | 2.1586 | 0.57559 | 3.0863 | 0.3971 | 22.08 | 43.07% | 54.41% | 2.518% | 100% |  | 0.6668% | 0.5921% | 0.5188% | 0.1184%
Residential sector | Total | Total | Post 2010 | 18.52 | 16.4147 | 10.6656 | 0.37175 | 0.142 | 0.27509 | 0.07435 | 0.022305 | 0.25727 | 0.052417 | 0.062063 | 0.48321 | 2.9 | 0.43679 | 0.68462 | 66.06% | 33.94% |  |  | 33.94% |  | 66.06% | 100% |  |  |  |  | 100% |  |  | 100% | 100% |  |  |  | 100% |  |  |  | 100% | 100% |  | 100% |  |  | 100% | 100% |  |  |  |  | Most widespread technology |  | Most widespread technology | [6 empty] | Most widespread fuel |  |  |  | Most widespread technology |  | Widespread technology | Widespread technology |  |  | Widespread technology |  | Widespread technology |  |  | Most widespread fuel |  |  |  | 60.9434 | 43.6624 | 22.0536 | 87.1551 | 30.1227 | 31.5058 | 1.4088 | 0.46569 | 2.0141 | 0.32128 | 18.52 | 32.13% | 65.23% | 2.644% | 100% |  | 0.7847% | 0.6419% | 0.9722% | 0.2316%
Residential sector | Single family- Terraced houses | Single family- Terraced houses |  |  |  |  | 5.0807 | 1.85 | 3.7597 | 1.0161 | 0.30484
Residential sector | Single family- Terraced houses | Single family- Terraced houses | Before 1945 | 16.07 | 14.2113 | 8.3592 | 0.3614 | 0.15 | 0.26743 | 0.072279 | 0.021684 | 0.15817 | 0.050957 | 0.15227 | 2.17 | 3.9 | 3.05 | 2.17 | 50% | 50% |  |  | 100% | [6 empty] | 75% | 25% |  | 50% | 50% |  |  |  |  | 100% |  |  |  | 100% |  |  | 100% |  |  | 100% | [5 empty] | Most widespread technology |  | Most widespread technology | [6 empty] | Most widespread fuel |  |  |  | Most widespread technology |  |  | Most widespread technology |  | Most widespread technology | [7 empty] | Most widespread fuel |  | 105.7843 | 51.7057 | 18.997 | 151.2822 | 35.6718 | 27.1391 | 1.8086 | 0.43222 | 2.586 | 0.29819
Residential sector | Single family- Terraced houses | Single family- Terraced houses | 1945 - 1969 | 46.95 | 41.4814 | 22.0822 | 1.252 | 0.44 | 0.92649 | 0.2504 | 0.075121 | 0.54796 | 0.17653 | 0.52752 | 1.89 | 4.6 | 2.61 | 2.56 | 100% |  |  |  | 100% | [6 empty] | 75% | 25% |  | 50% | 50% |  |  |  |  | 100% |  |  |  | 100% |  |  | 100% |  |  | 100% | [5 empty] | Most widespread technology |  | Most widespread technology | [6 empty] | Most widespread fuel |  |  |  | Most widespread technology |  |  | Most widespread technology |  | Most widespread technology | [7 empty] | Most widespread fuel |  | 109.2189 | 53.2569 | 18.997 | 156.194 | 36.7419 | 27.1391 | 5.4225 | 1.176 | 7.7533 | 0.81134
Residential sector | Single family- Terraced houses | Single family- Terraced houses | 1970 - 1979 | 38.39 | 33.9221 | 18.2782 | 0.99904 | 0.36 | 0.73929 | 0.19981 | 0.059942 | 0.43724 | 0.14086 | 0.42093 | 1.34 | 5.15 | 2.01 | 2.555 | 100% |  |  |  | 100% | [6 empty] | 75% | 25% |  | 50% | 50% |  |  |  |  | 100% |  |  |  | 100% |  |  | 100% |  |  | 100% | [5 empty] | Most widespread technology |  | Most widespread technology | [6 empty] | Most widespread fuel |  |  |  | Most widespread technology |  |  | Most widespread technology |  | Most widespread technology | [7 empty] | Most widespread fuel |  | 111.7086 | 51.7057 | 18.997 | 159.7545 | 35.6718 | 27.1391 | 4.5187 | 0.94509 | 6.4611 | 0.65201
Residential sector | Single family- Terraced houses | Single family- Terraced houses | 1980 - 1989 | 43.78 | 38.682 | 20.6735 | 1.217 | 0.43 | 0.90057 | 0.2434 | 0.073019 | 0.53264 | 0.1716 | 0.51276 | 0.79 | 5.7 | 1.42 | 2.55 | 100% | [5 empty] | 100% | [6 empty] | 100% | 100% | [5 empty] | 100% |  |  |  | 100% |  |  | 100% |  |  | 100% | [5 empty] | Most widespread technology |  | Most widespread technology | [6 empty] | Most widespread fuel |  |  |  | Most widespread technology |  |  | Most widespread technology |  | Most widespread technology | [7 empty] | Most widespread fuel |  | 91.6458 | 54.291 | 18.997 | 131.0626 | 37.4553 | 27.1391 | 4.3767 | 1.1224 | 6.2579 | 0.77433
Residential sector | Single family- Terraced houses | Single family- Terraced houses | 1990 - 1999 | 34.41 | 30.4074 | 17.1849 | 0.94117 | 0.32 | 0.69646 | 0.18823 | 0.05647 | 0.41192 | 0.1327 | 0.39655 | 0.745 | 4.9 | 0.96 | 1.89 | 100% | [5 empty] | 100% | [6 empty] | 100% | 100% | [5 empty] | 100% |  |  |  | 100% |  |  | 100% |  |  | 100% | [5 empty] | Most widespread technology |  | Most widespread technology | [6 empty] | Most widespread fuel |  |  |  | Most widespread technology |  |  | Most widespread technology |  | Most widespread technology | [7 empty] | Most widespread fuel |  | 101.9679 | 47.0522 | 18.997 | 145.8244 | 32.4613 | 27.1391 | 3.7543 | 0.80859 | 5.368 | 0.55785
Residential sector | Single family- Terraced houses | Single family- Terraced houses | 2000 - 2010 | 9.51 | 8.4182 | 5.4439 | 0.19064 | 0.09 | 0.14107 | 0.038128 | 0.011438 | 0.083436 | 0.02688 | 0.080322 | 0.7 | 4.1 | 0.5 | 1.23 | 50% | 50% |  |  | 50% |  | 50% | [6 empty] | 100% |  | 100% |  |  |  |  | 100% |  | 100% | 100% |  |  |  | 100% |  |  | 100% | [5 empty] | Most widespread technology |  | Most widespread technology | [6 empty] | Most widespread fuel |  |  |  | Most widespread technology |  |  | Most widespread technology |  | Most widespread technology | [7 empty] | Most widespread fuel |  | 171.6245 | 51.7057 | 18.997 | 245.4403 | 35.6718 | 27.1391 | 1.6254 | 0.28148 | 2.3243 | 0.19419
Residential sector | Single family- Terraced houses | Single family- Terraced houses | Post 2010 | 5.95 | 5.2743 | 3.8618 | 0.11943 | 0.06 | 0.088377 | 0.023886 | 0.0071657 | 0.05227 | 0.016839 | 0.050319 | 0.49 | 2.9 | 0.43 | 0.8 | 100% | [5 empty] | 100% | 100% |  |  |  |  | 100% |  |  | 100% | 100% |  |  |  | 100% |  |  |  | 100% | 100% |  | 100% |  |  | 100% | 100% |  |  |  |  | Most widespread technology |  | Most widespread technology | [6 empty] | Most widespread fuel |  |  |  | Most widespread technology |  |  | Most widespread technology |  |  | Widespread technology |  | Widespread technology |  |  | Most widespread fuel |  |  |  | 149.381 | 49.5665 | 18.997 | 213.6297 | 34.1959 | 27.1391 | 0.90092 | 0.19142 | 1.2882 | 0.13206
Residential sector | Multifamily houses | Multifamily houses |  |  |  |  | 1.7793 | 0.52 | 1.3167 | 0.35587 | 0.10676 | 1.44
Residential sector | Multifamily houses | Multifamily houses | Before 1945 | 8.8163 | 7.8056 | 3.918 | 0.19827 | 0.08 | 0.14672 | 0.039654 | 0.011896 | 0.17 | 0.013879 | 0.01439 | 3.08 | 4.7 | 3.05 | 3.1 | 50% | 50% |  |  | 50% |  | 50% |  |  |  |  | 50% | 50% |  | 100% | [5 empty] | 100% |  |  |  | 100% |  |  | 100% |  |  | 100% | [5 empty] | Most widespread technology |  | Most widespread technology | [6 empty] | Most widespread fuel |  |  |  | Most widespread technology |  | Widespread technology | Widespread technology |  | Most widespread technology | [7 empty] | Most widespread fuel |  | 72.3142 | 51.7057 | 23.5005 | 103.4165 | 35.6718 | 33.5728 | 0.77164 | 0.20258 | 1.1032 | 0.13976
Residential sector | Multifamily houses | Multifamily houses | 1945 - 1969 | 11.3217 | 10.0181 | 5.0314 | 0.30192 | 0.07 | 0.22342 | 0.060383 | 0.018115 | 0.23 | 0.04257 | 0.029346 | 2.2 | 4.3 | 3.05 | 2.87 | 50% | 50% |  |  | 50% |  | 50% |  |  |  |  | 50% | 50% |  | 100% | [5 empty] | 100% |  |  |  | 100% |  |  | 100% |  |  | 100% | [5 empty] | Most widespread technology |  | Most widespread technology | [6 empty] | Most widespread fuel |  |  |  | Most widespread technology |  | Widespread technology | Widespread technology |  | Most widespread technology | [7 empty] | Most widespread fuel |  | 75.0539 | 48.6033 | 23.5005 | 107.3346 | 33.5314 | 33.5728 | 1.018 | 0.24454 | 1.4554 | 0.16871
Residential sector | Multifamily houses | Multifamily houses | 1970 - 1979 | 11.8914 | 10.5212 | 5.2846 | 0.30945 | 0.08 | 0.229 | 0.061891 | 0.018567 | 0.23 | 0.043633 | 0.035822 | 2.12 | 5 | 1.8 | 2.76 | 50% | 50% |  |  | 50% |  | 50% |  |  |  |  | 50% | 50% |  | 100% | [5 empty] | 100% |  |  |  | 100% |  |  | 100% |  |  | 100% | [5 empty] | Most widespread technology |  | Most widespread technology | [6 empty] | Most widespread fuel |  |  |  | Most widespread technology |  | Widespread technology | Widespread technology |  | Most widespread technology |  |  | Less widespread technology |  |  |  |  | Most widespread fuel |  | 75.3538 | 52.7398 | 23.5005 | 107.7634 | 36.3852 | 33.5728 | 1.0723 | 0.27871 | 1.533 | 0.19228
Residential sector | Multifamily houses | Multifamily houses | 1980 - 1989 | 11.2986 | 9.9977 | 5.0211 | 0.31408 | 0.08 | 0.23242 | 0.062815 | 0.018845 | 0.22 | 0.044285 | 0.049791 | 2.04 | 5.7 | 1.17 | 2.65 | 50% | 50% |  |  | 50% |  | 50% | [6 empty] | 100% | 100% | [5 empty] | 100% |  |  |  | 100% |  |  | 100% |  |  | 100% | [5 empty] | Most widespread technology |  | Most widespread technology | [6 empty] | Most widespread fuel |  |  |  | Most widespread technology |  | Widespread technology | Widespread technology |  | Most widespread technology |  |  | Less widespread technology |  |  |  |  | Most widespread fuel |  | 75.6536 | 51.4472 | 23.5005 | 108.1923 | 35.4934 | 33.5728 | 1.0219 | 0.25832 | 1.461 | 0.17822
Residential sector | Multifamily houses | Multifamily houses | 1990 - 1999 | 6.2995 | 5.583 | 2.7995 | 0.1723 | 0.06 | 0.1275 | 0.03446 | 0.010338 | 0.13 | 0.024294 | 0.018006 | 1.37 | 4.9 | 0.86 | 1.72 | 50% | 50% |  |  | 50% |  | 50% | [6 empty] | 100% | 100% | [5 empty] | 100% |  |  |  | 100% |  |  | 100% |  |  | 100% | [5 empty] | Most widespread technology |  | Most widespread technology | [6 empty] | Most widespread fuel |  |  |  | Most widespread technology |  | Widespread technology | Widespread technology |  | Most widespread technology |  |  | Less widespread technology |  |  |  |  | Most widespread fuel |  | 90.6463 | 50.1545 | 23.5005 | 129.6332 | 34.6016 | 33.5728 | 0.65411 | 0.14041 | 0.93523 | 0.096866
Residential sector | Multifamily houses | Multifamily houses | 2000 - 2010 | 12.0141 | 10.6296 | 5.3391 | 0.24084 | 0.07 | 0.17822 | 0.048167 | 0.01445 | 0.2 | 0.033958 | 0.0068777 | 0.7 | 4.1 | 0.55 | 0.79 | 50% | 50% |  |  | 50% |  | 50% | 100% | [5 empty] | 100% |  | 100% |  |  |  |  | 100% |  |  |  | 100% | 100% |  | 100% |  |  | 100% | [5 empty] | Most widespread technology |  | Most widespread technology | [6 empty] | Most widespread fuel |  |  |  | Most widespread technology |  | Widespread technology | Widespread technology |  | Most widespread technology |  |  | Less widespread technology |  |  |  |  | Most widespread fuel |  | 21.2623 | 43.4328 | 23.5005 | 30.4071 | 29.9643 | 33.5728 | 0.50835 | 0.23189 | 0.72656 | 0.15998
Residential sector | Multifamily houses | Multifamily houses | Post 2010 | 12.0804 | 10.6881 | 5.3685 | 0.24248 | 0.08 | 0.17943 | 0.048496 | 0.014549 | 0.2 | 0.034189 | 0.0082884 | 0.48 | 2.9 | 0.44 | 0.63 | 50% | 50% |  |  | 50% |  | 50% | 100% |  |  |  |  | 100% |  |  | 100% | 100% |  |  |  | 100% |  |  |  | 100% | 100% |  | 100% |  |  | 100% | 100% |  |  |  |  | Most widespread technology |  | Most widespread technology | [6 empty] | Most widespread fuel |  |  |  | Most widespread technology |  | Widespread technology | Widespread technology |  |  | Widespread technology |  | Widespread technology |  |  | Most widespread fuel |  |  |  | 19.0815 | 40.8678 | 23.5005 | 27.2885 | 28.1947 | 33.5728 | 0.48784 | 0.2194 | 0.69723 | 0.15136
Residential sector | Appartment blocks | Appartment blocks |  | 82.268 |  |  | 1.654 | 0.339 | 1.2239 | 0.33079 | 0.099238 | 1.65
Residential sector | Appartment blocks | Appartment blocks | Before 1945 | 3.7537 | 3.3348 | 2.8858 | 0.075467 | 0.015 | 0.055845 | 0.015093 | 0.004528 | 0.06 | 0.010641 | 0.0048259 | 1.6 | 4.1 | 2.5 | 2.4 | 50% | 50% |  |  | 50% |  | 50% |  |  |  |  | 50% | 50% |  | 100% | [5 empty] | 100% |  |  |  | 100% |  |  | 100% |  |  | 100% | [5 empty] | Most widespread technology |  | Most widespread technology | [6 empty] | Most widespread fuel |  |  |  | Most widespread technology |  | Most widespread technology |  |  | Most widespread technology | [7 empty] | Most widespread fuel |  | 72.3142 | 51.7057 | 23.5005 | 103.4165 | 35.6718 | 33.5728 | 0.32937 | 0.14921 | 0.47089 | 0.10294
Residential sector | Appartment blocks | Appartment blocks | 1945 - 1969 | 21.2483 | 18.7842 | 10.6604 | 0.42719 | 0.08 | 0.31612 | 0.085438 | 0.025631 | 0.3 | 0.060234 | 0.066957 | 1.25 | 3.65 | 1.8 | 1.97 | 50% | 50% |  |  | 50% |  | 50% |  |  |  |  | 50% | 50% |  | 100% | [5 empty] | 100% |  |  |  | 100% |  |  | 100% |  |  | 100% | [5 empty] | Most widespread technology |  | Most widespread technology | [6 empty] | Most widespread fuel |  |  |  | Most widespread technology |  | Most widespread technology |  |  | Most widespread technology | [7 empty] | Most widespread fuel |  | 75.0539 | 48.6033 | 23.5005 | 107.3346 | 33.5314 | 33.5728 | 1.9092 | 0.51813 | 2.7296 | 0.35746
Residential sector | Appartment blocks | Appartment blocks | 1970 - 1979 | 16.6786 | 14.7487 | 8.6296 | 0.33532 | 0.07 | 0.24813 | 0.067064 | 0.020119 | 0.25 | 0.04728 | 0.038038 | 1.07 | 3.42 | 1.45 | 1.76 | 50% | 50% |  |  | 50% |  | 50% |  |  |  |  | 50% | 50% |  | 100% | [5 empty] | 100% |  |  |  | 100% |  |  | 100% |  |  | 100% | [5 empty] | Most widespread technology |  | Most widespread technology | [6 empty] | Most widespread fuel |  |  |  | Most widespread technology |  | Most widespread technology |  |  | Most widespread technology |  |  | Less widespread technology |  |  |  |  | Most widespread fuel |  | 75.3538 | 52.7398 | 23.5005 | 107.7634 | 36.3852 | 33.5728 | 1.5033 | 0.45512 | 2.1493 | 0.31399
Residential sector | Appartment blocks | Appartment blocks | 1980 - 1989 | 23.2714 | 20.5709 | 11.5595 | 0.46787 | 0.1 | 0.34622 | 0.093573 | 0.028072 | 0.35 | 0.065969 | 0.051896 | 0.9 | 3.2 | 1.1 | 1.65 | 50% | 50% |  |  | 50% |  | 50% | [6 empty] | 100% | 100% | [5 empty] | 100% |  |  |  | 100% |  |  | 100% |  |  | 100% | [5 empty] | Most widespread technology |  | Most widespread technology | [6 empty] | Most widespread fuel |  |  |  | Most widespread technology |  | Most widespread technology |  |  | Most widespread technology |  |  | Less widespread technology |  |  |  |  | Most widespread fuel |  | 75.6536 | 51.4472 | 23.5005 | 108.1923 | 35.4934 | 33.5728 | 2.1032 | 0.5947 | 3.0069 | 0.41029
Residential sector | Appartment blocks | Appartment blocks | 1990 - 1999 | 16.2705 | 14.3884 | 8.4483 | 0.32711 | 0.07 | 0.24206 | 0.065423 | 0.019627 | 0.25 | 0.046123 | 0.030991 | 0.8 | 3.15 | 0.8 | 1.55 | 50% | 50% |  |  | 50% |  | 50% | [6 empty] | 100% | 100% | [5 empty] | 100% |  |  |  | 100% |  |  | 100% |  |  | 100% | [5 empty] | Most widespread technology |  | Most widespread technology | [6 empty] | Most widespread fuel |  |  |  | Most widespread technology |  | Most widespread technology |  |  | Most widespread technology |  |  | Less widespread technology |  |  |  |  | Most widespread fuel |  | 90.6463 | 50.1545 | 23.5005 | 129.6332 | 34.6016 | 33.5728 | 1.6866 | 0.42372 | 2.4115 | 0.29232
Residential sector | Appartment blocks | Appartment blocks | 2000 - 2010 | 0.55589 | 0.51081 | 1.4647 | 0.011176 | 0.002 | 0.0082703 | 0.0022352 | 0.00067057 | 0.005 | 0.0015758 | 0.0046003 | 0.7 | 3.1 | 0.5 | 0.7 | 50% | 50% |  |  | 50% |  | 50% | 100% | [5 empty] | 100% |  | 100% |  |  |  |  | 100% |  |  |  | 100% | 100% |  | 100% |  |  | 100% | [5 empty] | Most widespread technology |  | Most widespread technology | [6 empty] | Most widespread fuel |  |  |  | Most widespread technology |  | Most widespread technology |  |  | Most widespread technology |  |  | Less widespread technology |  |  |  |  | Most widespread fuel |  | 21.2623 | 43.4328 | 23.5005 | 30.4071 | 29.9643 | 33.5728 | 0.023925 | 0.063616 | 0.034195 | 0.043889
Residential sector | Appartment blocks | Appartment blocks | Post 2010 | 0.48961 | 0.45227 | 1.4352 | 0.0098434 | 0.002 | 0.0072841 | 0.0019687 | 0.0005906 | 0.005 | 0.0013879 | 0.0034555 | 0.48 | 2.9 | 0.44 | 0.63 | 50% | 50% |  |  | 50% |  | 50% | 100% |  |  |  |  | 100% |  |  | 100% | 100% |  |  |  | 100% |  |  |  | 100% | 100% |  | 100% |  |  | 100% | 100% |  |  |  |  | Most widespread technology |  | Most widespread technology | [6 empty] | Most widespread fuel |  |  |  | Most widespread technology |  | Most widespread technology |  |  |  | Widespread technology |  | Widespread technology |  |  | Most widespread fuel |  |  |  | 19.0815 | 40.8678 | 23.5005 | 27.2885 | 28.1947 | 33.5728 | 0.020136 | 0.058655 | 0.028779 | 0.040466
Service sector | Total | Total |  |  |  |  | 1.1925 | 0.45088 | 0.5565 | 0.63337 | 0
Service sector | Total | Total | Before 1945 | 65.1098 | 65.1098 | 45.1562 | 0.37966 | 0.15091 | 0.17791 | 0.19981 | 0 | 0.34373 | 0.035934 | 0 | 2.5 | 5.1 | 3.2 | 0.7 | [64 empty] | 92.0965 | 135.5031 | 3.3763 | 101.3062 | 33.8758 | 5.0644 | 6.2162 | 6.1188 | 6.9258 | 1.5097 | 65.1098 | 12.59% | 13.97% | 52.49% | 0.8508% | 10.46% | 9.652% | 100% |  | 1.948% | 2.253% | 7.331% | 0.4955% | 4.44% | 2.454%
Service sector | Total | Total | 1945 - 1969 | 8.787 | 8.787 | 7.875 | 0.045097 | 0.01706 | 0.021347 | 0.023446 | 0 | 0.040879 | 0.0042181 | 0 | 2.45 | 5.05 | 2.95 | 0.75 | [64 empty] | 86.7925 | 145.5491 | 3.2077 | 95.4718 | 36.3873 | 4.8115 | 0.79083 | 1.1462 | 0.83119 | 0.28655 | 8.787 | 11.85% | 11.63% | 60.87% | 2.283% | 7.174% | 6.196% | 100% |  | 0.2476% | 0.4727% | 1.618% | 0.2894% | 0.525% | 0.3186%
Service sector | Total | Total | 1970 - 1979 | 2.9465 | 2.9465 | 3.2125 | 0.0059633 | 0.0033162 | 0.0028612 | 0.0030025 | 0 | 0.0052268 | 0.00073642 | 0 | 2.4 | 5 | 2.7 | 0.76 | [64 empty] | 79.5611 | 144.4542 | 3.3339 | 87.5172 | 36.1135 | 5.0008 | 0.24425 | 0.46406 | 0.27261 | 0.11601 | 2.9465 | 4.376% | 0.6483% | 59.32% | 2.593% | 16.86% | 16.21% | 100% |  | 0.06498% | 0.01522% | 1.323% | 0.2109% | 0.7895% | 0.4637%
Service sector | Total | Total | 1980 - 1989 | 15.8548 | 15.8548 | 12.5 | 0.17957 | 0.067272 | 0.083445 | 0.09609 | 0 | 0.16282 | 0.016748 | -4.5103e-17 | 2.1 | 5.3 | 0.7 | 0.77 | [64 empty] | 134.2418 | 140.1114 | 5.0595 | 147.666 | 35.0278 | 7.5893 | 2.2086 | 1.7514 | 2.4615 | 0.43785 | 15.8548 | 25.12% | 28.8% | 4.157% | 1.265% | 33.01% | 7.651% | 100% |  | 1.549% | 1.894% | 0.5402% | 0.3381% | 5.345% | 0.8271%
Service sector | Total | Total | 1990 - 1999 | 17.4976 | 17.4976 | 13.575 | 0.20024 | 0.074676 | 0.093054 | 0.10715 | 0 | 0.18154 | 0.018696 | 0 | 0.8 | 3.7 | 0.5 | 0.78 | [64 empty] | 151.9603 | 136.0788 | 5.093 | 167.1564 | 34.0197 | 7.6395 | 2.7481 | 1.8473 | 3.0585 | 0.46182 | 17.4976 | 25.55% | 28.93% | 3.057% | 1.255% | 33.41% | 7.806% | 100% |  | 1.75% | 2.133% | 0.5246% | 0.3454% | 5.753% | 0.9171%
Service sector | Total | Total | 2000 - 2010 | 30.6489 | 30.6489 | 23.5812 | 0.34819 | 0.11783 | 0.1626 | 0.18546 | 0 | 0.31518 | 0.033011 | 6.9389e-17 | 0.7 | 3.5 | 0.3 | 0.79 | [64 empty] | 164.6248 | 135.6949 | 4.8413 | 181.0872 | 33.9237 | 7.262 | 5.194 | 3.1999 | 5.7727 | 0.79996 | 30.6489 | 28.64% | 25.55% | 7.76% | 0.9349% | 27.86% | 9.255% | 100% |  | 3.697% | 2.903% | 1.482% | 0.4615% | 8.3% | 1.866%
Service sector | Total | Total | Post 2010 | 3.6478 | 3.6478 | 2.2656 | 0.033797 | 0.019809 | 0.01529 | 0.018409 | 0 | 0.031193 | 0.0026042 | 4.3368e-18 | 0.32 | 1.6 | 0.1 | 0.8 | [64 empty] | 140.5627 | 121.5368 | 3.8314 | 154.619 | 30.3842 | 5.747 | 0.52672 | 0.27536 | 0.58499 | 0.068839 | 3.6478 | 2.618% | 43.31% | 47.13% | 3.666% | 3.142% | 0.1309% | 100% |  | 0.06892% | 1.145% | 2.432% | 0.607% | 0.282% | 0.006391%
Service sector | Offices | Offices |  |  |  |  | 0.52157 | 0.004 | 0.25473 | 0.26684 | 0
Service sector | Offices | Offices | Before 1945 | 8.1948 | 8.1948 | 5.7875 | 0.16014 | 0.0012281 | 0.078212 | 0.081927 | 0 | 0.14356 | 0.016574 | 0 | 2.5 | 5.1 | 3.2 | 0.7 | [64 empty] | 143.794 | 135.5031 | 4.3319 | 158.1734 | 33.8758 | 6.4979 | 1.2139 | 0.78422 | 1.3495 | 0.17606
Service sector | Offices | Offices | 1945 - 1969 | 1.0411 | 1.0411 | 1.1062 | 0.020344 | 0.00015602 | 0.009936 | 0.010408 | 0 | 0.018238 | 0.0021056 | 0 | 2.45 | 5.05 | 2.95 | 0.75 | [64 empty] | 142.5421 | 126.0178 | 4.3319 | 156.7963 | 31.5045 | 6.4979 | 0.15291 | 0.13941 | 0.12 | 0.034852
Service sector | Offices | Offices | 1970 - 1979 | 0.12894 | 0.12894 | 0.51875 | 0.0025197 | 1.9324e-05 | 0.0012306 | 0.0012891 | 0 | 0.0022589 | 0.00026078 | 0 | 2.4 | 5 | 2.7 | 0.76 | [64 empty] | 141.2901 | 127.278 | 4.3319 | 155.4192 | 31.8195 | 6.4979 | 0.018776 | 0.066025 | 0.020878 | 0.016506
Service sector | Offices | Offices | 1980 - 1989 | 3.9828 | 3.9828 | 3.0312 | 0.07783 | 0.00059689 | 0.038012 | 0.039818 | 0 | 0.069774 | 0.0080554 | 0 | 2.1 | 5.3 | 0.7 | 0.77 | [64 empty] | 138.7863 | 117.0958 | 4.3319 | 152.6649 | 29.2739 | 6.4979 | 0.57001 | 0.35495 | 0.63391 | 0.088737
Service sector | Offices | Offices | 1990 - 1999 | 4.4699 | 4.4699 | 3.35 | 0.087348 | 0.00066989 | 0.042661 | 0.044687 | 0 | 0.078308 | 0.0090405 | 0 | 0.8 | 3.7 | 0.5 | 0.78 | [64 empty] | 156.3134 | 106.9135 | 4.3319 | 171.9447 | 26.7284 | 6.4979 | 0.71807 | 0.35816 | 0.79762 | 0.08954
Service sector | Offices | Offices | 2000 - 2010 | 8.7775 | 8.7775 | 6.1687 | 0.17152 | 0.0013154 | 0.083772 | 0.087751 | 0 | 0.15377 | 0.017753 | 0 | 0.7 | 3.5 | 0.3 | 0.79 | [64 empty] | 173.8405 | 97.2913 | 4.3319 | 191.2246 | 24.3228 | 6.4979 | 1.5639 | 0.60017 | 1.7355 | 0.15004
Service sector | Offices | Offices | Post 2010 | 0.095511 | 0.095511 | 0.4875 | 0.0018664 | 1.4314e-05 | 0.00091156 | 0.00095486 | 0 | 0.0016732 | 0.00019317 | 0 | 0.32 | 1.6 | 0.1 | 0.8 | [64 empty] | 162.895 | 96.2269 | 4.3319 | 179.1845 | 24.0567 | 6.4979 | 0.015972 | 0.046911 | 0.017735 | 0.011728
Service sector | Trade | Trade |  |  |  |  | 0.57007 | 0.346 | 0.25368 | 0.31639 | 0
Service sector | Trade | Trade | Before 1945 | 9.0926 | 9.0926 | 6.375 | 0.17768 | 0.10784 | 0.079069 | 0.098614 | 0 | 0.16436 | 0.013326 | 0 | 2.5 | 5.1 | 3.2 | 0.7 | [64 empty] | 177.4175 | 135.5031 | 5.1078 | 195.1593 | 33.8758 | 7.6617 | 1.6596 | 0.86383 | 1.8442 | 0.21596
Service sector | Trade | Trade | 1945 - 1969 | 1.022 | 1.022 | 1.0938 | 0.019971 | 0.012121 | 0.0088869 | 0.011084 | 0 | 0.018473 | 0.0014978 | 0 | 2.45 | 5.05 | 2.95 | 0.75 | [64 empty] | 177.954 | 169.3788 | 5.1078 | 195.7495 | 42.3447 | 7.6617 | 0.18708 | 0.18526 | 0.20788 | 0.046315
Service sector | Trade | Trade | 1970 - 1979 | 0.019102 | 0.019102 | 0.4375 | 0.00037328 | 0.00022656 | 0.00016611 | 0.00020717 | 0 | 0.00034529 | 2.7996e-05 | 0 | 2.4 | 5 | 2.7 | 0.76 | [64 empty] | 178.4906 | 171.0726 | 5.1078 | 196.3397 | 42.7682 | 7.6617 | 0.0035071 | 0.074844 | 0.0038969 | 0.018711
Service sector | Trade | Trade | 1980 - 1989 | 4.5654 | 4.5654 | 3.4125 | 0.089215 | 0.054148 | 0.039701 | 0.049514 | 0 | 0.082524 | 0.0066911 | 0 | 2.1 | 5.3 | 0.7 | 0.77 | [64 empty] | 179.5637 | 184.7584 | 5.1078 | 197.52 | 46.1896 | 7.6617 | 0.8431 | 0.63049 | 0.93674 | 0.15762
Service sector | Trade | Trade | 1990 - 1999 | 5.0621 | 5.0621 | 3.7375 | 0.09892 | 0.060039 | 0.044019 | 0.054901 | 0 | 0.091501 | 0.007419 | 0 | 0.8 | 3.7 | 0.5 | 0.78 | [64 empty] | 201.3832 | 198.4442 | 5.1078 | 221.5215 | 49.6111 | 7.6617 | 1.0453 | 0.74169 | 1.1601 | 0.18542
Service sector | Trade | Trade | 2000 - 2010 | 7.8313 | 7.8313 | 6.95 | 0.15304 | 0.092883 | 0.068101 | 0.084935 | 0 | 0.14156 | 0.011478 | 0 | 0.7 | 3.5 | 0.3 | 0.79 | [64 empty] | 223.2027 | 200.4287 | 5.1078 | 245.5229 | 50.1072 | 7.6617 | 1.788 | 1.393 | 1.9828 | 0.34824
Service sector | Trade | Trade | Post 2010 | 1.58 | 1.58 | 0.0625 | 0.030875 | 0.01874 | 0.01374 | 0.017136 | 0 | 0.02856 | 0.0023157 | 0 | 0.32 | 1.6 | 0.1 | 0.8 | [64 empty] | 212.8295 | 135.5031 | 5.1078 | 234.1124 | 33.8758 | 7.6617 | 0.34434 | 0.0084689 | 0.382 | 0.0021172
Service sector | Education | Education |  |  |  |  | 0.011 | 0.011 | 0.0083468 | 0 | 0
Service sector | Education | Education | Before 1945 | 34.1738 | 34.1738 | 22.7875 | 0.0080734 | 0.0080734 | 0.0061261 | 0 | 0 | 0.0074679 | 0.00060551 | 0 | 2.5 | 5.1 | 3.2 | 0.7 | [64 empty] | 49.3621 | 135.5031 | 1.875 | 54.2983 | 33.8758 | 2.8125 | 1.751 | 3.0878 | 1.9517 | 0.77194
Service sector | Education | Education | 1945 - 1969 | 5.3486 | 5.3486 | 3.925 | 0.0012636 | 0.0012636 | 0.00095881 | 0 | 0 | 0.0011688 | 9.4769e-05 | 0 | 2.45 | 5.05 | 2.95 | 0.75 | [64 empty] | 50.4352 | 147.6983 | 1.875 | 55.4787 | 36.9246 | 2.8125 | 0.27979 | 0.57972 | 0.31178 | 0.14493
Service sector | Education | Education | 1970 - 1979 | 1.7479 | 1.7479 | 1.5687 | 0.00041292 | 0.00041292 | 0.00031333 | 0 | 0 | 0.00038195 | 3.0969e-05 | 0 | 2.4 | 5 | 2.7 | 0.76 | [64 empty] | 51.5083 | 149.1753 | 1.875 | 56.6591 | 37.2938 | 2.8125 | 0.093306 | 0.23402 | 0.10395 | 0.058505
Service sector | Education | Education | 1980 - 1989 | 0.65903 | 0.65903 | 0.85625 | 0.00015569 | 0.00015569 | 0.00011814 | 0 | 0 | 0.00014402 | 1.1677e-05 | 0 | 2.1 | 5.3 | 0.7 | 0.77 | [64 empty] | 53.6545 | 129.0366 | 1.875 | 59.0199 | 32.2592 | 2.8125 | 0.036595 | 0.11049 | 0.040749 | 0.027622
Service sector | Education | Education | 1990 - 1999 | 0.53486 | 0.53486 | 0.775 | 0.00012636 | 0.00012636 | 9.5881e-05 | 0 | 0 | 0.00011688 | 9.4769e-06 | 0 | 0.8 | 3.7 | 0.5 | 0.78 | [64 empty] | 61.8815 | 108.898 | 1.875 | 68.0697 | 27.2245 | 2.8125 | 0.034101 | 0.084396 | 0.037912 | 0.021099
Service sector | Education | Education | 2000 - 2010 | 2.3782 | 2.3782 | 1.9812 | 0.00056185 | 0.00056185 | 0.00042633 | 0 | 0 | 0.00051971 | 4.2138e-05 | 0 | 0.7 | 3.5 | 0.3 | 0.79 | [64 empty] | 70.1085 | 124.1437 | 1.875 | 77.1194 | 31.0359 | 2.8125 | 0.17119 | 0.24596 | 0.1901 | 0.06149
Service sector | Education | Education | Post 2010 | 1.7192 | 1.7192 | 1.55 | 0.00040615 | 0.00040615 | 0.00030819 | 0 | 0 | 0.00037569 | 3.0462e-05 | 0 | 0.32 | 1.6 | 0.1 | 0.8 | [64 empty] | 67.5331 | 112.5763 | 1.875 | 74.2864 | 28.1441 | 2.8125 | 0.11933 | 0.17449 | 0.13255 | 0.043623
Service sector | Health | Health |  |  |  |  | 0.00588 | 0.00588 | 0.0030823 | 0.0027977 | 0
Service sector | Health | Health | Before 1945 | 0.55396 | 0.55396 | 0.7875 | 0.0019488 | 0.0019488 | 0.0010216 | 0.00092724 | 0 | 0.0018026 | 0.00014616 | 0 | 2.5 | 5.1 | 3.2 | 0.7 | [64 empty] | 161.6789 | 135.5031 | 11.7673 | 177.8467 | 33.8758 | 17.6509 | 0.096083 | 0.10671 | 0.1083 | 0.026677
Service sector | Health | Health | 1945 - 1969 | 0.20057 | 0.20057 | 0.13125 | 0.0007056 | 0.0007056 | 0.00036988 | 0.00033572 | 0 | 0.00065268 | 5.292e-05 | 0 | 2.45 | 5.05 | 2.95 | 0.75 | [64 empty] | 165.7924 | 126.0178 | 11.7673 | 182.3716 | 31.5045 | 17.6509 | 0.035614 | 0.01654 | 0.040119 | 0.004135
Service sector | Health | Health | 1970 - 1979 | 0.076409 | 0.076409 | 0.05 | 0.0002688 | 0.0002688 | 0.0001409 | 0.0001279 | 0 | 0.00024864 | 2.016e-05 | 2.7105e-20 | 2.4 | 5 | 2.7 | 0.76 | [64 empty] | 169.9059 | 127.278 | 11.7673 | 186.8965 | 31.8195 | 17.6509 | 0.013881 | 0.0063639 | 0.015629 | 0.001591
Service sector | Health | Health | 1980 - 1989 | 0.20057 | 0.20057 | 0.13125 | 0.0007056 | 0.0007056 | 0.00036988 | 0.00033572 | 0 | 0.00065268 | 5.292e-05 | 0 | 2.1 | 5.3 | 0.7 | 0.77 | [64 empty] | 178.1329 | 112.641 | 11.7673 | 195.9462 | 28.1603 | 17.6509 | 0.038089 | 0.014784 | 0.042842 | 0.003696
Service sector | Health | Health | 1990 - 1999 | 0.21968 | 0.21968 | 0.14375 | 0.0007728 | 0.0007728 | 0.0004051 | 0.0003677 | 0 | 0.00071484 | 5.796e-05 | 0 | 0.8 | 3.7 | 0.5 | 0.78 | [64 empty] | 178.1329 | 98.0041 | 11.7673 | 195.9462 | 24.501 | 17.6509 | 0.041716 | 0.014088 | 0.046922 | 0.003522
Service sector | Health | Health | 2000 - 2010 | 0.28653 | 0.28653 | 0.1875 | 0.001008 | 0.001008 | 0.00052839 | 0.00047961 | 0 | 0.0009324 | 7.56e-05 | 0 | 0.7 | 3.5 | 0.3 | 0.79 | [64 empty] | 226.7796 | 110.7446 | 11.7673 | 249.4576 | 27.6862 | 17.6509 | 0.068352 | 0.020765 | 0.076535 | 0.0051912
Service sector | Health | Health | Post 2010 | 0.13372 | 0.13372 | 0.0875 | 0.0004704 | 0.0004704 | 0.00024658 | 0.00022382 | 0 | 0.00043512 | 3.528e-05 | 0 | 0.32 | 1.6 | 0.1 | 0.8 | [64 empty] | 220.7703 | 102.1812 | 11.7673 | 242.8474 | 25.5453 | 17.6509 | 0.031094 | 0.0089409 | 0.034833 | 0.0022352
Service sector | Hotels and Restaurants | Hotels and Restaurants |  |  |  |  | 0.039 | 0.039 | 0.018654 | 0.020346 | 0
Service sector | Hotels and Restaurants | Hotels and Restaurants | Before 1945 | 6.8099 | 6.8099 | 4.8812 | 0.0095986 | 0.0095986 | 0.004591 | 0.0050076 | 0 | 0.0080052 | 0.0015934 | 0 | 2.5 | 5.1 | 3.2 | 0.7 | [64 empty] | 91.5703 | 135.5031 | 5.8836 | 100.7274 | 33.8758 | 8.8255 | 0.66366 | 0.66142 | 0.74605 | 0.16536
Service sector | Hotels and Restaurants | Hotels and Restaurants | 1945 - 1969 | 0.63037 | 0.63037 | 0.8375 | 0.00088851 | 0.00088851 | 0.00042497 | 0.00046353 | 0 | 0.00074101 | 0.00014749 | 0 | 2.45 | 5.05 | 2.95 | 0.75 | [64 empty] | 93.7165 | 131.438 | 5.8836 | 103.0882 | 32.8595 | 8.8255 | 0.062785 | 0.11008 | 0.070547 | 0.02752
Service sector | Hotels and Restaurants | Hotels and Restaurants | 1970 - 1979 | 0.49666 | 0.49666 | 0.325 | 0.00070003 | 0.00070003 | 0.00033483 | 0.00036521 | 0 | 0.00058383 | 0.00011621 | 0 | 2.4 | 5 | 2.7 | 0.76 | [64 empty] | 95.8627 | 132.7523 | 5.8836 | 105.449 | 33.1881 | 8.8255 | 0.050533 | 0.043145 | 0.056755 | 0.010786
Service sector | Hotels and Restaurants | Hotels and Restaurants | 1980 - 1989 | 5.234 | 5.234 | 3.85 | 0.0073773 | 0.0073773 | 0.0035286 | 0.0038487 | 0 | 0.0061527 | 0.0012246 | 0 | 2.1 | 5.3 | 0.7 | 0.77 | [64 empty] | 100.155 | 117.4858 | 5.8836 | 110.1705 | 29.3715 | 8.8255 | 0.55501 | 0.45232 | 0.62283 | 0.11308
Service sector | Hotels and Restaurants | Hotels and Restaurants | 1990 - 1999 | 5.8453 | 5.8453 | 4.25 | 0.0082389 | 0.0082389 | 0.0039407 | 0.0042982 | 0 | 0.0068712 | 0.0013677 | 0 | 0.8 | 3.7 | 0.5 | 0.78 | [64 empty] | 116.2514 | 102.2193 | 5.8836 | 127.8765 | 25.5548 | 8.8255 | 0.71391 | 0.43443 | 0.79906 | 0.10861
Service sector | Hotels and Restaurants | Hotels and Restaurants | 2000 - 2010 | 8.5387 | 8.5387 | 6.0125 | 0.012035 | 0.012035 | 0.0057564 | 0.0062788 | 0 | 0.010037 | 0.0019978 | 0 | 0.7 | 3.5 | 0.3 | 0.79 | [64 empty] | 132.3477 | 115.5078 | 5.8836 | 145.5825 | 28.877 | 8.8255 | 1.1803 | 0.69449 | 1.3184 | 0.17362
Service sector | Hotels and Restaurants | Hotels and Restaurants | Post 2010 | 0.11461 | 0.11461 | 0.075 | 0.00016155 | 0.00016155 | 7.7268e-05 | 8.4279e-05 | 0 | 0.00013473 | 2.6817e-05 | 0 | 0.32 | 1.6 | 0.1 | 0.8 | [64 empty] | 127.4831 | 106.5034 | 5.8836 | 140.2314 | 26.6259 | 8.8255 | 0.015286 | 0.0079878 | 0.017084 | 0.0019969
Service sector | Other non-residential buildings | Other non-residential buildings |  |  |  |  | 0.045 | 0.045 | 0.018 | 0.027 | 0
Service sector | Other non-residential buildings | Other non-residential buildings | Before 1945 | 6.2846 | 6.2846 | 4.5375 | 0.022221 | 0.022221 | 0.0088886 | 0.013333 | 0 | 0.018533 | 0.0036888 | 0 | 2.5 | 5.1 | 3.2 | 0.7 | [64 empty] | 128.0554 | 135.5031 | 4.3319 | 140.8609 | 33.8758 | 6.4979 | 0.832 | 0.61485 | 0.92609 | 0.15371
Service sector | Other non-residential buildings | Other non-residential buildings | 1945 - 1969 | 0.54441 | 0.54441 | 0.78125 | 0.001925 | 0.001925 | 0.00076998 | 0.001155 | 0 | 0.0016054 | 0.00031954 | 0 | 2.45 | 5.05 | 2.95 | 0.75 | [64 empty] | 129.1285 | 140.5844 | 4.3319 | 142.0413 | 35.1461 | 6.4979 | 0.072658 | 0.10983 | 0.080867 | 0.027458
Service sector | Other non-residential buildings | Other non-residential buildings | 1970 - 1979 | 0.47755 | 0.47755 | 0.3125 | 0.0016886 | 0.0016886 | 0.00067542 | 0.0010131 | 0 | 0.0014083 | 0.0002803 | 0 | 2.4 | 5 | 2.7 | 0.76 | [64 empty] | 130.2016 | 145.6658 | 4.3319 | 143.2217 | 36.4164 | 6.4979 | 0.064247 | 0.045521 | 0.071499 | 0.01138
Service sector | Other non-residential buildings | Other non-residential buildings | 1980 - 1989 | 1.213 | 1.213 | 1.2188 | 0.0042889 | 0.0042889 | 0.0017156 | 0.0025734 | 0 | 0.003577 | 0.00071196 | 0 | 2.1 | 5.3 | 0.7 | 0.77 | [64 empty] | 132.3477 | 155.8285 | 4.3319 | 145.5825 | 38.9571 | 6.4979 | 0.16579 | 0.18992 | 0.18447 | 0.047479
Service sector | Other non-residential buildings | Other non-residential buildings | 1990 - 1999 | 1.3658 | 1.3658 | 1.3187 | 0.0048293 | 0.0048293 | 0.0019317 | 0.0028976 | 0 | 0.0040276 | 0.00080166 | 0 | 0.8 | 3.7 | 0.5 | 0.78 | [64 empty] | 138.4286 | 162.0616 | 4.3319 | 152.2714 | 40.5154 | 6.4979 | 0.19498 | 0.21372 | 0.21685 | 0.05343
Service sector | Other non-residential buildings | Other non-residential buildings | 2000 - 2010 | 2.8367 | 2.8367 | 2.2812 | 0.01003 | 0.01003 | 0.004012 | 0.006018 | 0 | 0.008365 | 0.001665 | 0 | 0.7 | 3.5 | 0.3 | 0.79 | [64 empty] | 144.5094 | 148.7823 | 4.3319 | 158.9604 | 37.1956 | 6.4979 | 0.42221 | 0.33941 | 0.46935 | 0.084852
Service sector | Other non-residential buildings | Other non-residential buildings | Post 2010 | 0.0047755 | 0.0047755 | 0.003125 | 1.6886e-05 | 1.6886e-05 | 6.7542e-06 | 1.0131e-05 | 0 | 1.4083e-05 | 2.803e-06 | 0 | 0.32 | 1.6 | 0.1 | 0.8 | [64 empty] | 143.0786 | 135.5031 | 4.3319 | 157.3865 | 33.8758 | 6.4979 | 0.00070397 | 0.00042345 | 0.00078264 | 0.00010586
0.045
9.98%
Estimated
Following information have been retrieved by experts questioning and relate to Southern Europe (Spain, Italy, Greece, Cyprus, Malta and Portugal)
OFFICES
Construction materials:
Walls: in the majority of the cases BRICKS were used and INSULATION is present only in few cases.
Windows: about 50% of the frames are made of SYNTHETIC/PVC material and the other 50% of ALUMINIUM. LOW-EMITTANCE GLASS is present only in few cases.
Roofs: in the majority of the cases CONCRETE ans BRICKS were used and INSULATION is most times not present.
Floors: in the majority of the cases CONCRETE was used and INSULATION is present only in few cases.
Construction methodologies:
Walls: the most common methodology is HONEYCOMB BRICKS/HOLLOW BLOCK WALL.
Windows: DOUBLE GLAZING is the most common.
Roofs: FLAT ROOF is the most common.
Floors: CONCRETE SLAB is the most common.
TRADE
Construction materials:
Walls: in the majority of the cases BRICKS were used and INSULATION is present only in few cases.
Windows: about 50% of the frames are made of SYNTHETIC/PVC material and the other 50% of ALUMINIUM. LOW-EMITTANCE GLASS is present only in few cases.
Roofs: in the majority of the cases CONCRETE ans BRICKS were used and INSULATION is most times not present.
Floors: in the majority of the cases CONCRETE was used and INSULATION is present only in few cases.
Construction methodologies:
Walls: the most common methodology is HONEYCOMB BRICKS/HOLLOW BLOCK WALL.
Windows: SINGLE AND DOUBLE GLAZING are the most common.
Roofs: FLAT ROOF is the most common.
Floors: CONCRETE SLAB is the most common.
EDUCATION
Construction materials:
Walls: in the majority of the cases BRICKS ans CONCRETE were used and INSULATION is present only in few cases.
Windows: about 50% of the frames are made of SYNTHETIC/PVC material and the other 50% of ALUMINIUM. LOW-EMITTANCE GLASS is present only in few cases.
Roofs: in the majority of the cases CONCRETE ans BRICKS were used and INSULATION is most times not present.
Floors: in the majority of the cases CONCRETE was used and INSULATION is present only in few cases.
Construction methodologies:
Walls: the most common methodology is HONEYCOMB BRICKS/HOLLOW BLOCK WALL.
Windows: DOUBLE GLAZING is the most common.
Roofs: FLAT ROOF is the most common.
Floors: CONCRETE SLAB is the most common.
HEALTH
Construction materials:
Walls: in the majority of the cases BRICKS were used and INSULATION is present only in few cases.
Windows: about 50% of the frames are made of SYNTHETIC/PVC material and the other 50% of ALUMINIUM. LOW-EMITTANCE GLASS is present only in few cases.
Roofs: in the majority of the cases CONCRETE ans BRICKS were used and INSULATION is most times not present.
Floors: in the majority of the cases CONCRETE was used and INSULATION is present only in few cases.
Construction methodologies:
Walls: the most common methodology is HONEYCOMB BRICKS/HOLLOW BLOCK WALL.
Windows: SINGLE AND DOUBLE GLAZING are the most common.
Roofs: FLAT ROOF is the most common.
Floors: CONCRETE SLAB is the most common.
HOTELS AND RESTAURANTS
Construction materials:
Walls: in the majority of the cases BRICKS were used and INSULATION is present only in few cases.
Windows: about 50% of the frames are made of SYNTHETIC/PVC material and the other 50% of ALUMINIUM. LOW-EMITTANCE GLASS is present only in few cases.
Roofs: in the majority of the cases CONCRETE ans BRICKS were used and INSULATION is most times not present.
Floors: in the majority of the cases CONCRETE was used and INSULATION is present only in few cases.
Construction methodologies:
Walls: the most common methodology is HONEYCOMB BRICKS/HOLLOW BLOCK WALL.
Windows: DOUBLE GLAZING are the most common.
Roofs: FLAT ROOF is the most common.
Floors: CONCRETE SLAB is the most common.
OTHER NON RESIDENTIAL BUILDINGS
Construction materials:
Walls: in the majority of the cases BRICKS were used and INSULATION is present only in few cases.
Windows: about 50% of the frames are made of SYNTHETIC/PVC material and the other 50% of ALUMINIUM. LOW-EMITTANCE GLASS is present only in few cases.
Roofs: in the majority of the cases CONCRETE ans BRICKS were used and INSULATION is most times not present.
Floors: in the majority of the cases CONCRETE was used and INSULATION is present only in few cases.
Construction methodologies:
Walls: the most common methodology is HONEYCOMB BRICKS/HOLLOW BLOCK WALL.
Windows: SINGLE AND DOUBLE GLAZING are the most common.
Roofs: FLAT ROOF is the most common.
Floors: CONCRETE SLAB is the most common.
Following information have been retrieved by experts questioning and relate to Southern Europe (Spain, Italy, Greece, Cyprus, Malta and Portugal)
OFFICES
Space heating:
The most common thechnology is the condensing boiler, individual, gas.
Space cooling:
Present in most of the cases.
DHW:
The most common thechnology is condensing boiler, individual, gas.
TRADE
Space heating:
The most common thechnologies are:
- condensing boiler, gas
- electric heating.
Space cooling:
Present in most of the cases.
DHW:
The most common thechnology is condensing boiler, individual, gas.
EDUCATION
Space heating:
The most common thechnology is the condensing boiler, central, gas.
Space cooling:
Not present in most of the cases.
DHW:
The most common thechnology is condensing boiler, central, gas.
HEALTH
Space heating:
The most common thechnology is the condensing boiler, central, gas.
Space cooling:
Present in most of the cases.
DHW:
The most common thechnology is condensing boiler, central, gas.
HOTELS AND RESTAURANTS
Space heating:
The most common thechnology is the condensing boiler, central, gas.
Space cooling:
Present in most of the cases
DHW:
The most common thechnology is condensing boiler, central, gas.
OTHER NON RESIDENTIAL BUILDINGS
Space heating:
The most common thechnology is the condensing boiler, central, gas.
Space cooling:
Not present in about 50% of the cases.
DHW:
The most common thechnology is condensing boiler, central, gas.
Note on U2: TABULA, TABULA WebTool, 2017 http://webtool.building-typology.eu/#bm
Note on AF2: TABULA, TABULA WebTool, 2017 http://webtool.building-typology.eu/#bm
Note on AN2: TABULA, TABULA WebTool, 2017 http://webtool.building-typology.eu/#bm
Note on AU2: TABULA, TABULA WebTool, 2017 http://webtool.building-typology.eu/#bm
Note on BD2: SPezzutto: TABULA, TABULA WebTool, 2017 http://webtool.building-typology.eu/#bm
Note on BR2: SPezzutto: TABULA, TABULA WebTool, 2017 http://webtool.building-typology.eu/#bm
Note on BT2: SPezzutto: TABULA, TABULA WebTool, 2017 http://webtool.building-typology.eu/#bm

## Hungary
[19 empty] | WALLS | [10 empty] | WINDOWS | [7 empty] | ROOF | [6 empty] | FLOOR | [8 empty] | SPACE HEATING | [13 empty] | SPACE COOLING |  | DHW
|  |  |  | Area |  |  |  |  | Tenure/ownership status and distribution |  |  | Occupancy |  |  | Construction features (U-values) |  |  |  | construction material |  |  |  | construction methodology | [6 empty] | construction material |  |  | construction methodology |  |  |  |  | construction material | [6 empty] | construction material |  |  |  | construction methodology |  |  |  |  | individual | central | district heating | boiler |  | combined | stove | electric heating | heat pump | fossil fuels |  |  | electricity | biomass | no space cooling | space cooling | individual | central | district heating | boiler |  | Combined | Solar collectors | heat pump | fossil fuels |  |  | electricity | biomass | Useful energy demand |  |  | Final energy consumption |  |  | Total useful energy demand |  | Total final energy consumption
Sector | Subsector | Building type | Buidling age class | Covered area: constructed [Mm²] | Covered area: heated [Mm²] | Covered area: cooled [Mm²] | Number of dwellings/units [Mil.] | Number of buildings [Mil.] | Owner occupied - dwellings/units [Mil.] | Private rented - dwellings/units [Mil.] | Social housing - dwellings/units [Mil.] | Occupied [Mil.] | Vacant [Mil.] | Secondary dwellings/ units and others [Mil.] | Walls | Windows | Roof | Floor | brick | concrete | wood | other | solid wall |  | cavity wall |  | honeycomb bricks / hollow blocks wall |  | other | wood | synthetic / pvc | aluminium | single glazing | double glazing |  | triple glazing |  | wood | concrete | concrete + bricks | tilted roof |  | flat roof |  | wood | concrete | concrete + bricks | other | concrete slab |  | wooden floor (rafters + boards) |  | other |  |  |  | non-condensing | condensing |  |  |  |  | solid | liquid | gas | [7 empty] | non-condensing | condensing |  |  |  | solid | liquid | gas |  |  | Space heating [kWh/m² year] | Space cooling [kWh/m² year] | Domestic hot water [kWh/m² year] | Space heating [kWh/m² year] | Space cooling [kWh/m² year] | Domestic hot water [kWh/m² year] | Space heating+Domestic hot water [TWh/year] | Space cooling [TWh/year] | Space heating+Domestic hot water [TWh/year] | Space cooling [TWh/year]
|  |  |  | 61.5098 | [19 empty] | insulation |  | insulation |  | insulation | [6 empty] | low-e |  | low-e |  |  |  |  | insulation |  | insulation | [5 empty] | insulation |  | insulation
Residential sector | Total | Total |  | 306.6492 |  |  | 4.9854 | 2.606 | 4.3168 | 0.28103 | 0.38752 | 0.95718 | 4.0282
Residential sector | Total | Total | Before 1945 | 62.9988 | 54.0888 | 2.6997 | 1.0032 | 0.513 | 0.8713 | 0.053532 | 0.078352 | 0.84245 | 0.11838 | 0.042363 | 0.96698 | 3.5 | 1.1303 | 0.9911 | 100% |  |  |  | 100% | [6 empty] | 100% |  |  | 100% |  |  |  |  | 100% |  |  | 83.14% |  | 16.86% |  |  |  |  | 100% |  |  |  |  | 100% | Most widespread technology |  |  | Most widespread technology | [7 empty] | Most widespread fuel |  |  | Most widespread technology |  | Most widespread technology |  |  | Most widespread technology | [6 empty] | Most widespread fuel |  |  | 216.3943 | 30.3793 | 24.0664 | 251.7964 | 6.7503 | 37.8276 | 12.2018 | 0.082015 | 15.3783 | 0.018224 | 62.9988 | 83.14% | 0.7129% | 16.15% | 100% |  | 1.256% | 1.701% | 0.03588% | 1.482%
Residential sector | Total | Total | 1945 - 1969 | 61.5564 | 53.2479 | 2.6508 | 0.99015 | 0.483 | 0.8587 | 0.054293 | 0.077154 | 0.83164 | 0.11684 | 0.041667 | 1.3537 | 2.7033 | 0.92134 | 0.92775 | 100% |  |  |  | 100% | 18.66% | [5 empty] | 100% |  |  | 81.34% | 18.66% |  |  |  | 81.34% | 18.66% |  | 81.34% |  | 18.66% |  |  | 18.66% |  | 81.34% | 18.66% |  |  |  | 81.34% | Most widespread technology |  |  | Most widespread technology | [7 empty] | Most widespread fuel |  |  | Most widespread technology |  | Most widespread technology |  |  | Most widespread technology | [6 empty] | Most widespread fuel |  |  | 188.4135 | 71.6162 | 24.1987 | 219.238 | 15.9131 | 38.0356 | 10.6342 | 0.18984 | 13.3911 | 0.042182 | 61.5564 | 81.34% | 0.7857% | 17.88% | 100% |  | 1.311% | 1.966% | 0.03588% | 1.367%
Residential sector | Total | Total | 1970 - 1979 | 37.5885 | 39.2746 | 1.8377 | 0.56303 | 0.35 | 0.49358 | 0.024836 | 0.044618 | 0.47276 | 0.066438 | 0.023832 | 1.36 | 2.3444 | 0.63504 | 0.77375 | 100% |  |  |  | 100% | 21.37% | [5 empty] | 100% |  |  | 78.63% | 21.37% |  |  |  | 78.63% | 21.37% |  | 78.63% |  | 21.37% |  |  | 21.37% |  | 78.63% | 21.37% |  |  |  | 78.63% | Most widespread technology |  |  | Most widespread technology | [7 empty] | Most widespread fuel |  |  | Most widespread technology |  | Most widespread technology |  |  | Most widespread technology | [6 empty] | Most widespread fuel |  |  | 158.5581 | 40.1342 | 24.3979 | 184.4982 | 8.9178 | 38.3487 | 6.5938 | 0.073755 | 8.0634 | 0.016388 | 37.5885 | 78.63% | 15.33% | 6.043% | 100% |  | 1.06% | 1.696% | 0.03596% | 0.3299%
Residential sector | Total | Total | 1980 - 1989 | 65.1235 | 55.3275 | 2.7718 | 1.062 | 0.56 | 0.91917 | 0.060333 | 0.082493 | 0.89273 | 0.12532 | 0.043945 | 1.3641 | 2.1623 | 0.38662 | 0.62606 | 100% |  |  |  | 100% | 100% | [5 empty] | 100% |  |  |  | 100% |  |  |  | 85.21% | 14.79% |  | 85.21% | 100% | 14.79% | 29.58% |  | 100% |  |  | 100% |  |  |  |  | Most widespread technology |  |  | Most widespread technology | [7 empty] | Most widespread fuel |  |  | Most widespread technology |  | Most widespread technology |  |  | Most widespread technology | [6 empty] | Most widespread fuel |  |  | 123.8608 | 47.8203 | 25.0016 | 144.1244 | 10.6257 | 39.2975 | 7.8275 | 0.13255 | 9.909 | 0.029452 | 65.1235 | 70.42% | 9.324% | 20.25% | 100% |  | 2.021% | 2.973% | 0.5161% | 2.438%
Residential sector | Total | Total | 1990 - 1999 | 26.5158 | 32.8192 | 1.2825 | 0.44284 | 0.25 | 0.38198 | 0.026653 | 0.034214 | 0.37286 | 0.052255 | 0.017725 | 0.49 | 2 | 0.28518 | 0.37 | 100% |  |  |  | 100% | 100% | [5 empty] | 100% |  |  |  | 100% |  |  |  | 24.87% | 75.13% |  | 24.87% | 49.74% | 75.13% | 100% |  | 100% |  |  | 100% | 100% |  |  |  | Most widespread technology |  |  | Most widespread technology | [7 empty] | Most widespread fuel |  |  | Most widespread technology |  | Most widespread technology |  |  | Most widespread technology | [6 empty] | Most widespread fuel |  |  | 92.3698 | 35.7437 | 26.5231 | 107.4816 | 7.9423 | 41.6891 | 3.447 | 0.04584 | 4.0087 | 0.010186 | 26.5158 | 49.74% | 25.8% | 24.46% | 100% |  | 0.9158% | 1.041% | 0.5334% | 1.563%
Residential sector | Total | Total | 2000 - 2010 | 35.3688 | 37.9805 | 1.4694 | 0.60445 | 0.34 | 0.51968 | 0.038302 | 0.046463 | 0.50887 | 0.071325 | 0.024252 | 0.35 | 1.75 | 0.24414 | 0.34816 | 100% |  |  |  | 100% | 100% | [5 empty] | 100% |  |  |  | 100% |  |  |  | 50% | 50% |  | 50% | 100% | 50% | 100% |  | 100% |  |  | 100% | 100% |  |  |  | Most widespread technology |  |  | Most widespread technology | [7 empty] | Most widespread fuel |  |  | Most widespread technology |  | Most widespread technology |  |  | Most widespread technology | [6 empty] | Most widespread fuel |  |  | 83.4298 | 45.0229 | 26.2929 | 97.0789 | 10.0041 | 41.3272 | 3.7828 | 0.066156 | 4.5246 | 0.0147 | 35.3688 | 52.87% | 18.51% | 28.62% | 100% |  | 1.068% | 1.164% | 0.5633% | 2.155%
Residential sector | Total | Total | Post 2010 | 17.4973 | 27.5615 | 0.59391 | 0.31972 | 0.11 | 0.2724 | 0.023086 | 0.024227 | 0.26945 | 0.037726 | 0.012544 | 0.22 | 1.5 | 0.21 | 0.31252 | 100% |  |  |  | 100% | 100% | [5 empty] | 100% |  |  |  | 100% |  |  |  | 28.97% | 71.03% |  | 28.97% | 57.94% | 71.03% | 100% |  | 100% |  |  | 100% | 100% |  |  |  | Most widespread technology |  |  | Most widespread technology | [7 empty] | Most widespread fuel |  |  | Most widespread technology |  | Most widespread technology |  |  | Most widespread technology | [6 empty] | Most widespread fuel |  |  | 60.0208 | 29.5146 | 27.0883 | 69.8402 | 6.5582 | 42.5774 | 1.9642 | 0.017529 | 2.0457 | 0.003895 | 17.4973 | 42.06% | 16.68% | 41.27% | 100% |  | 0.7414% | 0.7939% | 0.5298% | 3.415%
Residential sector | Single family- Terraced houses | Single family- Terraced houses |  |  |  |  | 3.8713 | 2.23 | 3.4145 | 0.14711 | 0.30971
Residential sector | Single family- Terraced houses | Single family- Terraced houses | Before 1945 | 52.3752 | 36.3215 | 2.058 | 0.90034 | 0.49 | 0.7941 | 0.034213 | 0.072027 | 0.75469 | 0.10624 | 0.039403 | 0.94 | 3.5 | 1.25 | 1.04 | 100% |  |  |  | 100% | [6 empty] | 100% |  |  | 100% |  |  |  |  | 100% |  |  | 100% | [6 empty] | 100% |  |  |  |  | 100% | Most widespread technology |  |  | Most widespread technology | [7 empty] | Most widespread fuel |  |  | Most widespread technology |  | Most widespread technology |  |  | Most widespread technology | [6 empty] | Most widespread fuel |  |  | 243.0569 | 30.5546 | 22.826 | 282.821 | 6.7892 | 35.8779 | 9.2512 | 0.062882 | 11.5274 | 0.013972
Residential sector | Single family- Terraced houses | Single family- Terraced houses | 1945 - 1969 | 50.0691 | 34.9771 | 1.9798 | 0.87878 | 0.46 | 0.77508 | 0.033394 | 0.070302 | 0.73662 | 0.1037 | 0.038459 | 1.35 | 2.75 | 0.94 | 0.98 | 100% |  |  |  | 100% | [6 empty] | 100% |  |  | 100% |  |  |  |  | 100% |  |  | 100% | [6 empty] | 100% |  |  |  |  | 100% | Most widespread technology |  |  | Most widespread technology | [7 empty] | Most widespread fuel |  |  | Most widespread technology |  | Most widespread technology |  |  | Most widespread technology | [6 empty] | Most widespread fuel |  |  | 204.0711 | 68.8837 | 22.826 | 237.4571 | 15.3059 | 35.8779 | 7.6425 | 0.13638 | 9.4777 | 0.030303
Residential sector | Single family- Terraced houses | Single family- Terraced houses | 1970 - 1979 | 29.5561 | 23.018 | 1.2839 | 0.45342 | 0.31 | 0.39991 | 0.01723 | 0.036273 | 0.38007 | 0.053503 | 0.019844 | 1.36 | 2.37 | 0.65 | 0.84 | 100% |  |  |  | 100% | [6 empty] | 100% |  |  | 100% |  |  |  |  | 100% |  |  | 100% | [6 empty] | 100% |  |  |  |  | 100% | Most widespread technology |  |  | Most widespread technology | [7 empty] | Most widespread fuel |  |  | Most widespread technology |  | Most widespread technology |  |  | Most widespread technology | [6 empty] | Most widespread fuel |  |  | 178.1339 | 40.3725 | 22.826 | 207.2766 | 8.9708 | 35.8779 | 4.4069 | 0.051835 | 5.2073 | 0.011518
Residential sector | Single family- Terraced houses | Single family- Terraced houses | 1980 - 1989 | 45.8628 | 32.5248 | 1.8371 | 0.82894 | 0.49 | 0.73112 | 0.0315 | 0.066315 | 0.69484 | 0.097815 | 0.036278 | 1.37 | 2.18 | 0.36 | 0.7 | 100% |  |  |  | 100% | 100% | [5 empty] | 100% |  |  |  | 100% |  |  |  | 100% |  |  | 100% | 100% |  |  |  | 100% |  |  | 100% |  |  |  |  | Most widespread technology |  |  | Most widespread technology | [7 empty] | Most widespread fuel |  |  | Most widespread technology |  | Most widespread technology |  |  | Most widespread technology | [6 empty] | Most widespread fuel |  |  | 153.6668 | 47.4596 | 22.826 | 178.8067 | 10.5455 | 35.8779 | 5.579 | 0.087188 | 6.8369 | 0.019373
Residential sector | Single family- Terraced houses | Single family- Terraced houses | 1990 - 1999 | 13.1888 | 13.4759 | 0.72869 | 0.25167 | 0.17 | 0.22197 | 0.0095633 | 0.020133 | 0.21095 | 0.029697 | 0.011014 | 0.49 | 2 | 0.25 | 0.37 | 100% |  |  |  | 100% | 100% | [5 empty] | 100% |  |  |  | 100% |  |  |  | 50% | 50% |  | 50% | 100% | 50% | 100% |  | 100% |  |  | 100% | 100% |  |  |  | Most widespread technology |  |  | Most widespread technology | [7 empty] | Most widespread fuel |  |  | Most widespread technology |  | Most widespread technology |  |  | Most widespread technology | [6 empty] | Most widespread fuel |  |  | 141.0677 | 33.9863 | 22.826 | 164.1464 | 7.5518 | 35.8779 | 2.0324 | 0.024766 | 2.061 | 0.0055029
Residential sector | Single family- Terraced houses | Single family- Terraced houses | 2000 - 2010 | 18.6993 | 16.6885 | 0.91563 | 0.3776 | 0.23 | 0.33304 | 0.014349 | 0.030208 | 0.31652 | 0.044557 | 0.016525 | 0.35 | 1.75 | 0.23 | 0.4 | 100% |  |  |  | 100% | 100% | [5 empty] | 100% |  |  |  | 100% |  |  |  | 50% | 50% |  | 50% | 100% | 50% | 100% |  | 100% |  |  | 100% | 100% |  |  |  | Most widespread technology |  |  | Most widespread technology | [7 empty] | Most widespread fuel |  |  | Most widespread technology |  | Most widespread technology |  |  | Most widespread technology | [6 empty] | Most widespread fuel |  |  | 131.095 | 42.7225 | 22.826 | 152.5421 | 9.4929 | 35.8779 | 2.4131 | 0.039118 | 2.5924 | 0.008692
Residential sector | Single family- Terraced houses | Single family- Terraced houses | Post 2010 | 7.3588 | 10.077 | 0.24964 | 0.18059 | 0.08 | 0.15928 | 0.0068626 | 0.014448 | 0.15138 | 0.02131 | 0.0079036 | 0.22 | 1.5 | 0.21 | 0.44 | 100% |  |  |  | 100% | 100% | [5 empty] | 100% |  |  |  | 100% |  |  |  |  | 100% |  |  |  | 100% | 100% |  | 100% |  |  | 100% | 100% |  |  |  | Most widespread technology |  |  | Most widespread technology | [7 empty] | Most widespread fuel |  |  | Most widespread technology |  | Most widespread technology |  |  | Most widespread technology | [6 empty] | Most widespread fuel |  |  | 121.0222 | 29.5146 | 22.826 | 140.8214 | 6.5582 | 35.8779 | 1.2806 | 0.0073679 | 1.0589 | 0.0016372
Residential sector | Multifamily houses | Multifamily houses |  |  |  |  | 0.54868 | 0.266 | 0.48393 | 0.02085 | 0.043894 | 0.95718 | 0.17745
Residential sector | Multifamily houses | Multifamily houses | Before 1945 | 0.44913 | 6.0486 | 0.015236 | 0.0077206 | 0.003 | 0.0068095 | 0.00029338 | 0.00061764 | 0.0065131 | 0.00091103 | 0.00029645 | 1.1 | 3.5 | 0.54 | 0.75 | 100% |  |  |  | 100% | [6 empty] | 100% |  |  | 100% |  |  |  |  | 100% |  |  |  |  | 100% |  |  |  |  | 100% |  |  |  |  | 100% | Most widespread technology |  |  | Most widespread technology | [7 empty] | Most widespread fuel |  |  | Most widespread technology |  | Most widespread technology |  |  | Most widespread technology | [6 empty] | Most widespread fuel |  |  | 84.9452 | 29.5146 | 30.1819 | 98.8423 | 6.5582 | 47.44 | 0.48672 | 0.00044968 | 0.61917 | 9.992e-05
Residential sector | Multifamily houses | Multifamily houses | 1945 - 1969 | 0.48368 | 6.0688 | 0.016408 | 0.0084891 | 0.003 | 0.0074874 | 0.00032259 | 0.00067913 | 0.0071614 | 0.0010017 | 0.00032596 | 1.37 | 2.5 | 0.84 | 0.7 | 100% |  |  |  | 100% | 100% | [5 empty] | 100% |  |  |  | 100% |  |  |  |  | 100% |  |  |  | 100% |  |  | 100% |  |  | 100% |  |  |  |  | Most widespread technology |  |  | Most widespread technology | [7 empty] | Most widespread fuel |  |  | Most widespread technology |  | Most widespread technology |  |  | Most widespread technology | [6 empty] | Most widespread fuel |  |  | 120.1677 | 83.5264 | 30.1819 | 139.8272 | 18.5596 | 47.44 | 0.68654 | 0.0013705 | 0.87153 | 0.00030453
Residential sector | Multifamily houses | Multifamily houses | 1970 - 1979 | 5.7609 | 9.1454 | 0.19543 | 0.088378 | 0.03 | 0.077949 | 0.0033584 | 0.0070702 | 0.074556 | 0.010429 | 0.0033935 | 1.36 | 2.25 | 0.58 | 0.53 | 100% |  |  |  | 100% | 100% | [5 empty] | 100% |  |  |  | 100% |  |  |  |  | 100% |  |  |  | 100% |  |  | 100% |  |  | 100% |  |  |  |  | Most widespread technology |  |  | Most widespread technology | [7 empty] | Most widespread fuel |  |  | Most widespread technology |  | Most widespread technology |  |  | Most widespread technology | [6 empty] | Most widespread fuel |  |  | 86.5278 | 39.2574 | 30.1819 | 100.6837 | 8.723 | 47.44 | 0.89083 | 0.0076721 | 1.1941 | 0.0017047
Residential sector | Multifamily houses | Multifamily houses | 1980 - 1989 | 6.0719 | 9.3267 | 0.20598 | 0.10974 | 0.04 | 0.096795 | 0.0041703 | 0.0087796 | 0.092581 | 0.01295 | 0.0042139 | 1.35 | 2.12 | 0.45 | 0.45 | 100% |  |  |  | 100% | 100% | [5 empty] | 100% |  |  |  | 100% |  |  |  | 50% | 50% |  | 50% | 100% | 50% | 100% |  | 100% |  |  | 100% |  |  |  |  | Most widespread technology |  |  | Most widespread technology | [7 empty] | Most widespread fuel |  |  | Most widespread technology |  | Most widespread technology |  |  | Most widespread technology | [6 empty] | Most widespread fuel |  |  | 52.8879 | 48.6792 | 30.1819 | 61.5403 | 10.8165 | 47.44 | 0.62439 | 0.010027 | 0.86202 | 0.002228
Residential sector | Multifamily houses | Multifamily houses | 1990 - 1999 | 6.8406 | 9.7748 | 0.33373 | 0.13053 | 0.07 | 0.11513 | 0.0049601 | 0.010442 | 0.11012 | 0.015403 | 0.005012 | 0.49 | 2 | 0.32 | 0.37 | 100% |  |  |  | 100% | 100% | [5 empty] | 100% |  |  |  | 100% |  |  |  |  | 100% |  |  |  | 100% | 100% |  | 100% |  |  | 100% | 100% |  |  |  | Most widespread technology |  |  | Most widespread technology | [7 empty] | Most widespread fuel |  |  | Most widespread technology |  | Most widespread technology |  |  | Most widespread technology | [6 empty] | Most widespread fuel |  |  | 44.1769 | 37.483 | 30.1819 | 51.4043 | 8.3287 | 47.44 | 0.58909 | 0.012509 | 0.82698 | 0.0027795
Residential sector | Multifamily houses | Multifamily houses | 2000 - 2010 | 6.5469 | 9.6036 | 0.22209 | 0.1322 | 0.1 | 0.1166 | 0.0050237 | 0.010576 | 0.11153 | 0.0156 | 0.0050763 | 0.35 | 1.75 | 0.26 | 0.29 | 100% |  |  |  | 100% | 100% | [5 empty] | 100% |  |  |  | 100% |  |  |  | 50% | 50% |  | 50% | 100% | 50% | 100% |  | 100% |  |  | 100% | 100% |  |  |  | Most widespread technology |  |  | Most widespread technology | [7 empty] | Most widespread fuel |  |  | Most widespread technology |  | Most widespread technology |  |  | Most widespread technology | [6 empty] | Most widespread fuel |  |  | 29.9608 | 47.6034 | 30.1819 | 34.8624 | 10.5775 | 47.44 | 0.44793 | 0.010572 | 0.64539 | 0.0023492
Residential sector | Multifamily houses | Multifamily houses | Post 2010 | 2.918 | 7.488 | 0.099327 | 0.071611 | 0.02 | 0.063161 | 0.0027212 | 0.0057288 | 0.060411 | 0.00845 | 0.0027497 | 0.22 | 1.5 | 0.21 | 0.22 | 100% |  |  |  | 100% | 100% | [5 empty] | 100% |  |  |  | 100% |  |  |  | 50% | 50% |  | 50% | 100% | 50% | 100% |  | 100% |  |  | 100% | 100% |  |  |  | Most widespread technology |  |  | Most widespread technology | [7 empty] | Most widespread fuel |  |  | Most widespread technology |  | Most widespread technology |  |  | Most widespread technology | [6 empty] | Most widespread fuel |  |  | 15.7446 | 29.5146 | 30.1819 | 18.3204 | 6.5582 | 47.44 | 0.19009 | 0.0029316 | 0.27561 | 0.0006514
Residential sector | Appartment blocks | Appartment blocks |  | 40.81 |  |  | 0.56537 | 0.11 | 0.41837 | 0.11307 | 0.033922 | 0.48282 | 0.082547
Residential sector | Appartment blocks | Appartment blocks | Before 1945 | 10.1745 | 11.7185 | 0.62643 | 0.09513 | 0.02 | 0.070396 | 0.019026 | 0.0057078 | 0.081241 | 0.011225 | 0.0026641 | 1.1 | 3.5 | 0.54 | 0.75 | 100% |  |  |  | 100% | [6 empty] | 100% |  |  | 100% |  |  |  |  | 100% |  |  |  |  | 100% |  |  |  |  | 100% |  |  |  |  | 100% | Most widespread technology |  |  | Most widespread technology | [7 empty] | Most widespread fuel |  |  | Most widespread technology |  | Most widespread technology |  |  | Most widespread technology | [6 empty] | Most widespread fuel |  |  | 84.9452 | 29.5146 | 30.1819 | 98.8423 | 6.5582 | 47.44 | 1.2021 | 0.018489 | 1.641 | 0.0041082
Residential sector | Appartment blocks | Appartment blocks | 1945 - 1969 | 11.0036 | 12.2019 | 0.65456 | 0.10288 | 0.02 | 0.076133 | 0.020577 | 0.006173 | 0.087861 | 0.01214 | 0.0028812 | 1.37 | 2.5 | 0.84 | 0.7 | 100% |  |  |  | 100% | 100% | [5 empty] | 100% |  |  |  | 100% |  |  |  |  | 100% |  |  |  | 100% |  |  | 100% |  |  | 100% |  |  |  |  | Most widespread technology |  |  | Most widespread technology | [7 empty] | Most widespread fuel |  |  | Most widespread technology |  | Most widespread technology |  |  | Most widespread technology | [6 empty] | Most widespread fuel |  |  | 120.1677 | 83.5264 | 30.1819 | 139.8272 | 18.5596 | 47.44 | 1.6598 | 0.054673 | 2.2282 | 0.012148
Residential sector | Appartment blocks | Appartment blocks | 1970 - 1979 | 2.2715 | 7.1111 | 0.35834 | 0.021239 | 0.01 | 0.015717 | 0.0042477 | 0.0012743 | 0.018138 | 0.0025062 | 0.00059478 | 1.36 | 2.25 | 0.58 | 0.53 | 100% |  |  |  | 100% | 100% | [5 empty] | 100% |  |  |  | 100% |  |  |  |  | 100% |  |  |  | 100% |  |  | 100% |  |  | 100% |  |  |  |  | Most widespread technology |  |  | Most widespread technology | [7 empty] | Most widespread fuel |  |  | Most widespread technology |  | Most widespread technology |  |  | Most widespread technology | [6 empty] | Most widespread fuel |  |  | 86.5278 | 39.2574 | 30.1819 | 100.6837 | 8.723 | 47.44 | 0.63117 | 0.014067 | 0.82374 | 0.0031258
Residential sector | Appartment blocks | Appartment blocks | 1980 - 1989 | 13.1888 | 13.4759 | 0.72869 | 0.12331 | 0.03 | 0.091252 | 0.024663 | 0.0073988 | 0.10531 | 0.014551 | 0.0034533 | 1.35 | 2.12 | 0.45 | 0.45 | 100% |  |  |  | 100% | 100% | [5 empty] | 100% |  |  |  | 100% |  |  |  | 50% | 50% |  | 50% | 100% | 50% | 100% |  | 100% |  |  | 100% |  |  |  |  | Most widespread technology |  |  | Most widespread technology | [7 empty] | Most widespread fuel |  |  | Most widespread technology |  | Most widespread technology |  |  | Most widespread technology | [6 empty] | Most widespread fuel |  |  | 52.8879 | 48.6792 | 30.1819 | 61.5403 | 10.8165 | 47.44 | 1.0252 | 0.035472 | 1.455 | 0.0078819
Residential sector | Appartment blocks | Appartment blocks | 1990 - 1999 | 6.4864 | 9.5684 | 0.22004 | 0.060647 | 0.01 | 0.044879 | 0.012129 | 0.0036388 | 0.051793 | 0.0071564 | 0.0016984 | 0.49 | 2 | 0.32 | 0.37 | 100% |  |  |  | 100% | 100% | [5 empty] | 100% |  |  |  | 100% |  |  |  |  | 100% |  |  |  | 100% | 100% |  | 100% |  |  | 100% | 100% |  |  |  | Most widespread technology |  |  | Most widespread technology | [7 empty] | Most widespread fuel |  |  | Most widespread technology |  | Most widespread technology |  |  | Most widespread technology | [6 empty] | Most widespread fuel |  |  | 44.1769 | 37.483 | 30.1819 | 51.4043 | 8.3287 | 47.44 | 0.57081 | 0.0082479 | 0.79957 | 0.0018327
Residential sector | Appartment blocks | Appartment blocks | 2000 - 2010 | 10.1226 | 11.6883 | 0.33168 | 0.094646 | 0.01 | 0.070038 | 0.018929 | 0.0056787 | 0.080827 | 0.011168 | 0.0026505 | 0.35 | 1.75 | 0.26 | 0.29 | 100% |  |  |  | 100% | 100% | [5 empty] | 100% |  |  |  | 100% |  |  |  | 50% | 50% |  | 50% | 100% | 50% | 100% |  | 100% |  |  | 100% | 100% |  |  |  | Most widespread technology |  |  | Most widespread technology | [7 empty] | Most widespread fuel |  |  | Most widespread technology |  | Most widespread technology |  |  | Most widespread technology | [6 empty] | Most widespread fuel |  |  | 29.9608 | 47.6034 | 30.1819 | 34.8624 | 10.5775 | 47.44 | 0.60518 | 0.015789 | 0.8877 | 0.0035083
Residential sector | Appartment blocks | Appartment blocks | Post 2010 | 7.2206 | 9.9964 | 0.24495 | 0.067512 | 0.01 | 0.049959 | 0.013502 | 0.0040507 | 0.057655 | 0.0079664 | 0.0018906 | 0.22 | 1.5 | 0.21 | 0.22 | 100% |  |  |  | 100% | 100% | [5 empty] | 100% |  |  |  | 100% |  |  |  | 50% | 50% |  | 50% | 100% | 50% | 100% |  | 100% |  |  | 100% | 100% |  |  |  | Most widespread technology |  |  | Most widespread technology | [7 empty] | Most widespread fuel |  |  | Most widespread technology |  | Most widespread technology |  |  | Most widespread technology | [6 empty] | Most widespread fuel |  |  | 15.7446 | 29.5146 | 30.1819 | 18.3204 | 6.5582 | 47.44 | 0.3464 | 0.0072296 | 0.52568 | 0.0016064
Service sector | Total | Total |  |  |  |  | 0.40731 | 0.065376 | 0.18954 | 0.21401 | 0
Service sector | Total | Total | Before 1945 | 29.0394 | 29.0394 | 6.0327 | 0.042852 | 0.013287 | 0.021627 | 0.01998 | 0 | 0.038896 | 0.0039562 | 0 | 1.4 | 3 | 1.4 | 1 | [64 empty] | 103.7006 | 78.2466 | 5.4607 | 143.1069 | 30.5162 | 5.8975 | 3.17 | 0.47204 | 4.327 | 0.1841 | 29.0394 | 4.427% | 3.061% | 19.84% | 10.48% | 48.52% | 13.67% | 100% |  | 0.3056% | 0.2203% | 0.3789% | 2.722% | 9.186% | 1.551%
Service sector | Total | Total | 1945 - 1969 | 26.0193 | 26.0193 | 5.8788 | 0.1097 | 0.018342 | 0.050892 | 0.057659 | 0 | 0.10101 | 0.0086891 | 0 | 1.2 | 2.85 | 1.2 | 0.9 | [64 empty] | 116.3877 | 83.3067 | 5.6196 | 160.615 | 32.4896 | 6.0692 | 3.1745 | 0.48974 | 4.337 | 0.191 | 26.0193 | 2.525% | 23.88% | 20.35% | 14.59% | 29.34% | 9.32% | 100% |  | 0.1563% | 2.874% | 0.4497% | 5.479% | 6.358% | 1.419%
Service sector | Total | Total | 1970 - 1979 | 10.8408 | 10.8408 | 2.169 | 0.063984 | 0.011184 | 0.0298 | 0.033502 | 0 | 0.058911 | 0.0050733 | -8.6736e-18 | 0.95 | 2.77 | 1 | 0.85 | [64 empty] | 123.8296 | 86.6263 | 5.6245 | 170.8848 | 33.7842 | 6.0744 | 1.4034 | 0.18789 | 1.9184 | 0.073278 | 10.8408 | 4.367% | 32.35% | 28.34% | 20.68% | 8.913% | 5.348% | 100% |  | 0.2386% | 2.795% | 0.5709% | 6.186% | 1.536% | 0.5629%
Service sector | Total | Total | 1980 - 1989 | 11.4879 | 11.4879 | 2.7666 | 0.061098 | 0.0084038 | 0.028027 | 0.032637 | 0 | 0.056276 | 0.0048219 | 0 | 0.7 | 2.7 | 0.7 | 0.8 | [64 empty] | 104.8716 | 84.717 | 5.3268 | 144.7229 | 33.0396 | 5.753 | 1.266 | 0.23438 | 1.7287 | 0.091407 | 11.4879 | 3.28% | 31.29% | 17.66% | 10.6% | 21.87% | 15.31% | 100% |  | 0.1466% | 1.491% | 0.3043% | 2.052% | 2.565% | 1.199%
Service sector | Total | Total | 1990 - 1999 | 5.7971 | 5.7971 | 1.602 | 0.039439 | 0.0036322 | 0.01803 | 0.021385 | 0 | 0.036154 | 0.0032857 | -9.541e-18 | 0.6 | 2.45 | 0.5 | 0.65 | [64 empty] | 111.0046 | 83.7358 | 5.8781 | 153.1864 | 32.657 | 6.3484 | 0.67758 | 0.13414 | 0.92484 | 0.052316 | 5.7971 | 0.6667% | 33.83% | 0.5% | 8% | 41% | 16% | 100% |  | 0.01513% | 0.8263% | 0.07432% | 0.7292% | 2.339% | 0.6228%
Service sector | Total | Total | 2000 - 2010 | 14.3285 | 14.3285 | 3.2958 | 0.077345 | 0.008651 | 0.035014 | 0.042187 | 0 | 0.071169 | 0.0061765 | -1.301e-17 | 0.5 | 2.2 | 0.3 | 0.5 | [64 empty] | 96.0032 | 85.515 | 5.405 | 132.4845 | 33.3508 | 5.8374 | 1.453 | 0.28184 | 1.9819 | 0.10992 | 14.3285 | 4.585% | 31.56% | 5.934% | 4.585% | 36.95% | 16.39% | 100% |  | 0.2767% | 1.676% | 0.1966% | 1.058% | 5.147% | 1.544%
Service sector | Total | Total | Post 2010 | 2.3671 | 2.3671 | 0.6498 | 0.01289 | 0.0018759 | 0.0061529 | 0.0066623 | 0 | 0.011712 | 0.0011787 | 0 | 0.24 | 1.23 | 0.16 | 0.47 | [64 empty] | 86.6208 | 65.1742 | 5.8528 | 119.5368 | 25.4179 | 6.321 | 0.2189 | 0.04235 | 0.25792 | 0.016517 | 2.3671 | 20% | 15.1% | 15.1% | 19.59% | 16.33% | 13.88% | 100% |  | 0.3416% | 0.2591% | 0.1045% | 2.105% | 0.9508% | 0.4397%
Service sector | Offices | Offices |  |  |  |  | 0.066551 | 0.003726 | 0.032504 | 0.034048 | 0
Service sector | Offices | Offices | Before 1945 | 1.2857 | 1.2857 | 0.3402 | 0.018532 | 0.0011518 | 0.009051 | 0.0094809 | 0 | 0.016614 | 0.0019181 | 0 | 1.4 | 3 | 1.4 | 1 | [64 empty] | 117.3236 | 78.2111 | 4.3803 | 161.9065 | 30.5023 | 4.7307 | 0.15647 | 0.026607 | 0.21425 | 0.010377
Service sector | Offices | Offices | 1945 - 1969 | 0.657 | 0.657 | 0.2268 | 0.00947 | 0.00040732 | 0.0046251 | 0.0048448 | 0 | 0.0084898 | 0.00098014 | 0 | 1.2 | 2.85 | 1.2 | 0.9 | [64 empty] | 118.4339 | 72.7363 | 4.3803 | 163.4388 | 28.3672 | 4.7307 | 0.08069 | 0.016497 | 0.11049 | 0.0064337
Service sector | Offices | Offices | 1970 - 1979 | 0.47343 | 0.47343 | 0.0882 | 0.006824 | 0.00042171 | 0.0033328 | 0.0034911 | 0 | 0.0061177 | 0.00070628 | 0 | 0.95 | 2.77 | 1 | 0.85 | [64 empty] | 125.5893 | 73.4637 | 4.3803 | 173.3132 | 28.6508 | 4.7307 | 0.061531 | 0.0064795 | 0.084291 | 0.002527
Service sector | Offices | Offices | 1980 - 1989 | 0.37681 | 0.37681 | 0.1746 | 0.0054313 | 0.00028929 | 0.0026527 | 0.0027787 | 0 | 0.0048692 | 0.00056214 | 0 | 0.7 | 2.7 | 0.7 | 0.8 | [64 empty] | 105.1101 | 67.5866 | 4.3803 | 145.0519 | 26.3588 | 4.7307 | 0.041257 | 0.011801 | 0.05644 | 0.0046022
Service sector | Offices | Offices | 1990 - 1999 | 0.038647 | 0.038647 | 0.1116 | 0.01 | 0.0003 | 0.004884 | 0.005116 | 0 | 0.008965 | 0.001035 | 0 | 0.6 | 2.45 | 0.5 | 0.65 | [64 empty] | 100.6688 | 61.7095 | 4.3803 | 138.923 | 24.0667 | 4.7307 | 0.0040599 | 0.0068868 | 0.0055518 | 0.0026858
Service sector | Offices | Offices | 2000 - 2010 | 0.657 | 0.657 | 0.2268 | 0.00947 | 0.00059684 | 0.0046251 | 0.0048448 | 0 | 0.0084898 | 0.00098014 | 0 | 0.5 | 2.2 | 0.3 | 0.5 | [64 empty] | 100.3851 | 56.1556 | 4.3803 | 138.5314 | 21.9007 | 4.7307 | 0.068831 | 0.012736 | 0.094124 | 0.0049671
Service sector | Offices | Offices | Post 2010 | 0.47343 | 0.47343 | 0.0882 | 0.006824 | 0.00055908 | 0.0033328 | 0.0034911 | 0 | 0.0061177 | 0.00070628 | 0 | 0.24 | 1.23 | 0.16 | 0.47 | [64 empty] | 93.8589 | 55.5454 | 4.3803 | 129.5252 | 21.6627 | 4.7307 | 0.046509 | 0.0048991 | 0.023561 | 0.0019106
Service sector | Trade | Trade |  |  |  |  | 0.30332 | 0.024381 | 0.13498 | 0.16834 | 0
Service sector | Trade | Trade | Before 1945 | 0.88889 | 0.88889 | 0.27 | 0.012812 | 0.00062748 | 0.0057015 | 0.0071108 | 0 | 0.011851 | 0.00096092 | 0 | 1.4 | 3 | 1.4 | 1 | [64 empty] | 143.7245 | 79.3726 | 5.1649 | 198.3398 | 30.9553 | 5.578 | 0.13235 | 0.021431 | 0.18126 | 0.0083579
Service sector | Trade | Trade | 1945 - 1969 | 6.2126 | 6.2126 | 1.6668 | 0.089547 | 0.007254 | 0.039848 | 0.049699 | 0 | 0.082831 | 0.006716 | 0 | 1.2 | 2.85 | 1.2 | 0.9 | [64 empty] | 151.2253 | 99.2158 | 5.1649 | 208.6909 | 38.6942 | 5.578 | 0.97158 | 0.16537 | 1.3312 | 0.064495
Service sector | Trade | Trade | 1970 - 1979 | 3.5074 | 3.5074 | 0.3852 | 0.050555 | 0.0041578 | 0.022497 | 0.028058 | 0 | 0.046764 | 0.0037917 | 0 | 0.95 | 2.77 | 1 | 0.85 | [64 empty] | 160.2559 | 100.208 | 5.1649 | 221.1531 | 39.0811 | 5.578 | 0.5802 | 0.0386 | 0.79524 | 0.015054
Service sector | Trade | Trade | 1980 - 1989 | 3.5942 | 3.5942 | 0.774 | 0.051806 | 0.0042545 | 0.023054 | 0.028753 | 0 | 0.047921 | 0.0038855 | 0 | 0.7 | 2.7 | 0.7 | 0.8 | [64 empty] | 136.5691 | 108.2246 | 5.1649 | 188.4653 | 42.2076 | 5.578 | 0.50942 | 0.083766 | 0.69743 | 0.032669
Service sector | Trade | Trade | 1990 - 1999 | 1.9614 | 1.9614 | 0.4698 | 0.028271 | 0.0023293 | 0.01258 | 0.01569 | 0 | 0.02615 | 0.0021203 | 0 | 0.6 | 2.45 | 0.5 | 0.65 | [64 empty] | 145.0815 | 116.2412 | 5.1649 | 200.2125 | 45.3341 | 5.578 | 0.29469 | 0.05461 | 0.40363 | 0.021298
Service sector | Trade | Trade | 2000 - 2010 | 4.5217 | 4.5217 | 0.9468 | 0.065176 | 0.0053544 | 0.029003 | 0.036173 | 0 | 0.060288 | 0.0048882 | 0 | 0.5 | 2.2 | 0.3 | 0.5 | [64 empty] | 135.7425 | 117.4036 | 5.1649 | 187.3247 | 45.7874 | 5.578 | 0.63715 | 0.11116 | 0.87226 | 0.043352
Service sector | Trade | Trade | Post 2010 | 0.35749 | 0.35749 | 0.171 | 0.0051528 | 0.00040331 | 0.002293 | 0.0028598 | 0 | 0.0047663 | 0.00038646 | 0 | 0.24 | 1.23 | 0.16 | 0.47 | [64 empty] | 133.3738 | 78.2111 | 5.1649 | 184.0559 | 30.5023 | 5.578 | 0.049526 | 0.013374 | 0.067792 | 0.0052159
Service sector | Education | Education |  |  |  |  | 0.015546 | 0.015381 | 0.011797 | 0 | 0
Service sector | Education | Education | Before 1945 | 5.7614 | 5.7614 | 1.1777 | 0.00516 | 0.00516 | 0.0039154 | 0 | 0 | 0.004773 | 0.000387 | 0 | 1.4 | 3 | 1.4 | 1 | [64 empty] | 70.3201 | 78.2111 | 1.896 | 97.0418 | 30.5023 | 2.0476 | 0.41606 | 0.092112 | 0.57089 | 0.035924
Service sector | Education | Education | 1945 - 1969 | 5.2947 | 5.2947 | 1.0908 | 0.0047529 | 0.0047529 | 0.0036065 | 0 | 0 | 0.0043964 | 0.00035647 | 0 | 1.2 | 2.85 | 1.2 | 0.9 | [64 empty] | 72.8615 | 85.2501 | 1.896 | 100.5489 | 33.2475 | 2.0476 | 0.39582 | 0.092991 | 0.54322 | 0.036266
Service sector | Education | Education | 1970 - 1979 | 3.0725 | 3.0725 | 0.6768 | 0.0028271 | 0.0028271 | 0.0021452 | 0 | 0 | 0.0026151 | 0.00021203 | 0 | 0.95 | 2.77 | 1 | 0.85 | [64 empty] | 75.7483 | 86.1026 | 1.896 | 104.5327 | 33.58 | 2.0476 | 0.23856 | 0.058274 | 0.32746 | 0.022727
Service sector | Education | Education | 1980 - 1989 | 2.029 | 2.029 | 0.4824 | 0.0017968 | 0.0017968 | 0.0013634 | 0 | 0 | 0.001662 | 0.00013476 | 0 | 0.7 | 2.7 | 0.7 | 0.8 | [64 empty] | 60.4506 | 74.4787 | 1.896 | 83.4219 | 29.0467 | 2.0476 | 0.1265 | 0.035929 | 0.17342 | 0.014012
Service sector | Education | Education | 1990 - 1999 | 0.028986 | 0.028986 | 0.1098 | 0.0001 | -6.5651e-05 | 7.588e-05 | 0 | 0 | 9.25e-05 | 7.5e-06 | 0 | 0.6 | 2.45 | 0.5 | 0.65 | [64 empty] | 57.4898 | 62.8549 | 1.896 | 79.3359 | 24.5134 | 2.0476 | 0.0017213 | 0.0069015 | 0.0023589 | 0.0026916
Service sector | Education | Education | 2000 - 2010 | 0.85024 | 0.85024 | 0.2628 | 0.00059869 | 0.00059869 | 0.00045428 | 0 | 0 | 0.00055379 | 4.4902e-05 | 5.421e-20 | 0.5 | 2.2 | 0.3 | 0.5 | [64 empty] | 47.5586 | 71.6546 | 1.896 | 65.6309 | 27.9453 | 2.0476 | 0.042048 | 0.018831 | 0.057543 | 0.007344
Service sector | Education | Education | Post 2010 | 0.35749 | 0.35749 | 0.0666 | 0.00031101 | 0.00031101 | 0.000236 | 0 | 0 | 0.00028769 | 2.3326e-05 | 0 | 0.24 | 1.23 | 0.16 | 0.47 | [64 empty] | 44.4374 | 64.9772 | 1.896 | 61.3236 | 25.3411 | 2.0476 | 0.016564 | 0.0043275 | 0.022654 | 0.0016877
Service sector | Health | Health |  |  |  |  | 0.0093808 | 0.0093808 | 0.0049174 | 0.0044634 | 0
Service sector | Health | Health | Before 1945 | 3.0435 | 3.0435 | 0.6714 | 0.0023463 | 0.0023463 | 0.0012299 | 0.0011164 | 0 | 0.0021703 | 0.00017597 | 0 | 1.4 | 3 | 1.4 | 1 | [64 empty] | 122.5051 | 78.2111 | 11.8988 | 169.057 | 30.5023 | 12.8507 | 0.40906 | 0.052511 | 0.55363 | 0.020479
Service sector | Health | Health | 1945 - 1969 | 3.7971 | 3.7971 | 0.8118 | 0.0030928 | 0.0030928 | 0.0016213 | 0.0014716 | 0 | 0.0028609 | 0.00023196 | 0 | 1.2 | 2.85 | 1.2 | 0.9 | [64 empty] | 128.4268 | 72.7363 | 11.8988 | 177.2289 | 28.3672 | 12.8507 | 0.53283 | 0.059047 | 0.72175 | 0.023028
Service sector | Health | Health | 1970 - 1979 | 2.2415 | 2.2415 | 0.522 | 0.0018991 | 0.0018991 | 0.00099548 | 0.00090357 | 0 | 0.0017566 | 0.00014243 | 0 | 0.95 | 2.77 | 1 | 0.85 | [64 empty] | 135.4588 | 73.4637 | 11.8988 | 186.9331 | 28.6508 | 12.8507 | 0.33031 | 0.038348 | 0.44782 | 0.014956
Service sector | Health | Health | 1980 - 1989 | 1.2174 | 1.2174 | 0.3312 | 0.00094059 | 0.00094059 | 0.00049306 | 0.00044753 | 0 | 0.00087005 | 7.0545e-05 | 0 | 0.7 | 2.7 | 0.7 | 0.8 | [64 empty] | 117.9404 | 65.0154 | 11.8988 | 162.7578 | 25.356 | 12.8507 | 0.15807 | 0.021533 | 0.21378 | 0.0083979
Service sector | Health | Health | 1990 - 1999 | 0.46377 | 0.46377 | 0.0864 | 0.00033529 | 0.00033529 | 0.00017576 | 0.00015953 | 0 | 0.00031014 | 2.5147e-05 | 0 | 0.6 | 2.45 | 0.5 | 0.65 | [64 empty] | 112.7589 | 56.567 | 11.8988 | 155.6073 | 22.0611 | 12.8507 | 0.057812 | 0.0048874 | 0.078125 | 0.0019061
Service sector | Health | Health | 2000 - 2010 | 0.657 | 0.657 | 0.2268 | 0.00037584 | 0.00037584 | 0.00019702 | 0.00017883 | 0 | 0.00034766 | 2.8188e-05 | 0 | 0.5 | 2.2 | 0.3 | 0.5 | [64 empty] | 99.4104 | 63.9207 | 11.8988 | 137.1864 | 24.9291 | 12.8507 | 0.073131 | 0.014497 | 0.098575 | 0.0056539
Service sector | Health | Health | Post 2010 | 0.46377 | 0.46377 | 0.0864 | 0.00039089 | 0.00039089 | 0.00020491 | 0.00018599 | 0 | 0.00036158 | 2.9317e-05 | 0 | 0.24 | 1.23 | 0.16 | 0.47 | [64 empty] | 97.1405 | 58.9526 | 11.8988 | 134.0538 | 22.9915 | 12.8507 | 0.050569 | 0.0050935 | 0.06813 | 0.0019865
Service sector | Hotels and Restaurants | Hotels and Restaurants |  |  |  |  | 0.0044113 | 0.0044113 | 0.0021099 | 0.0023014 | 0
Service sector | Hotels and Restaurants | Hotels and Restaurants | Before 1945 | 14.089 | 14.089 | 2.7292 | 0.0016474 | 0.0016474 | 0.00078793 | 0.00085943 | 0 | 0.0015238 | 0.00012355 | 0 | 1.4 | 3 | 1.4 | 1 | [64 empty] | 98.4482 | 78.2111 | 5.9494 | 135.8585 | 30.5023 | 6.4253 | 1.4709 | 0.21345 | 2.0046 | 0.083246
Service sector | Hotels and Restaurants | Hotels and Restaurants | 1945 - 1969 | 7.6329 | 7.6329 | 1.5264 | 0.00072571 | 0.00072571 | 0.00034711 | 0.0003786 | 0 | 0.00067128 | 5.4428e-05 | 0 | 1.2 | 2.85 | 1.2 | 0.9 | [64 empty] | 105.3815 | 75.8648 | 5.9494 | 145.4265 | 29.5873 | 6.4253 | 0.84977 | 0.1158 | 1.1591 | 0.045162
Service sector | Hotels and Restaurants | Hotels and Restaurants | 1970 - 1979 | 0.96618 | 0.96618 | 0.2844 | 0.001 | 0.001 | 0.0004783 | 0.0005217 | 0 | 0.000925 | 7.5e-05 | 0 | 0.95 | 2.77 | 1 | 0.85 | [64 empty] | 113.7459 | 76.6234 | 5.9494 | 156.9693 | 29.8831 | 6.4253 | 0.11565 | 0.021792 | 0.15787 | 0.0084988
Service sector | Hotels and Restaurants | Hotels and Restaurants | 1980 - 1989 | 2.5121 | 2.5121 | 0.5724 | 0.00019143 | 0.00019143 | 9.156e-05 | 9.9868e-05 | 0 | 0.00017707 | 1.4357e-05 | 0 | 0.7 | 2.7 | 0.7 | 0.8 | [64 empty] | 94.1303 | 67.8117 | 5.9494 | 129.8998 | 26.4466 | 6.4253 | 0.25141 | 0.038815 | 0.34246 | 0.015138
Service sector | Hotels and Restaurants | Hotels and Restaurants | 1990 - 1999 | 2.3768 | 2.3768 | 0.5472 | 0.00026335 | 0.00026335 | 0.00012596 | 0.00013739 | 0 | 0.0002436 | 1.9751e-05 | 0 | 0.6 | 2.45 | 0.5 | 0.65 | [64 empty] | 88.4553 | 59 | 5.9494 | 122.0683 | 23.01 | 6.4253 | 0.22438 | 0.032285 | 0.30541 | 0.012591
Service sector | Hotels and Restaurants | Hotels and Restaurants | 2000 - 2010 | 5.2947 | 5.2947 | 1.0908 | 0.00056371 | 0.00056371 | 0.00026962 | 0.00029409 | 0 | 0.00052144 | 4.2279e-05 | 0 | 0.5 | 2.2 | 0.3 | 0.5 | [64 empty] | 72.7011 | 66.67 | 5.9494 | 100.3276 | 26.0013 | 6.4253 | 0.41643 | 0.072724 | 0.56522 | 0.028362
Service sector | Hotels and Restaurants | Hotels and Restaurants | Post 2010 | 0.38647 | 0.38647 | 0.1764 | 1.9727e-05 | 1.9727e-05 | 9.4356e-06 | 1.0292e-05 | 0 | 1.8248e-05 | 1.4796e-06 | 0 | 0.24 | 1.23 | 0.16 | 0.47 | [64 empty] | 70.5545 | 61.477 | 5.9494 | 97.3652 | 23.976 | 6.4253 | 0.029567 | 0.010845 | 0.040112 | 0.0042294
Service sector | Other non-residential buildings | Other non-residential buildings |  |  |  |  | 0.008096 | 0.008096 | 0.0032384 | 0.0048576 | 0
Service sector | Other non-residential buildings | Other non-residential buildings | Before 1945 | 3.971 | 3.971 | 0.8442 | 0.0023539 | 0.0023539 | 0.00094154 | 0.0014123 | 0 | 0.0019631 | 0.00039074 | 0 | 1.4 | 3 | 1.4 | 1 | [64 empty] | 142.9843 | 78.2111 | 4.3803 | 197.3183 | 30.5023 | 4.7307 | 0.58519 | 0.066026 | 0.80234 | 0.02575
Service sector | Other non-residential buildings | Other non-residential buildings | 1945 - 1969 | 2.4251 | 2.4251 | 0.5562 | 0.0021091 | 0.0021091 | 0.00084362 | 0.0012654 | 0 | 0.0017589 | 0.0003501 | 0 | 1.2 | 2.85 | 1.2 | 0.9 | [64 empty] | 137.408 | 81.1459 | 4.3803 | 189.623 | 31.6469 | 4.7307 | 0.34385 | 0.045133 | 0.47133 | 0.017602
Service sector | Other non-residential buildings | Other non-residential buildings | 1970 - 1979 | 0.57971 | 0.57971 | 0.2124 | 0.00087872 | 0.00087872 | 0.00035149 | 0.00052723 | 0 | 0.00073285 | 0.00014587 | 0 | 0.95 | 2.77 | 1 | 0.85 | [64 empty] | 128.6735 | 85.5444 | 4.3803 | 177.5694 | 33.3623 | 4.7307 | 0.077133 | 0.01817 | 0.10568 | 0.0070862
Service sector | Other non-residential buildings | Other non-residential buildings | 1980 - 1989 | 1.7585 | 1.7585 | 0.432 | 0.00093118 | 0.00093118 | 0.00037247 | 0.00055871 | 0 | 0.0007766 | 0.00015458 | 0 | 0.7 | 2.7 | 0.7 | 0.8 | [64 empty] | 97.5846 | 89.9428 | 4.3803 | 134.6667 | 35.0777 | 4.7307 | 0.1793 | 0.038855 | 0.24512 | 0.015154
Service sector | Other non-residential buildings | Other non-residential buildings | 1990 - 1999 | 0.92754 | 0.92754 | 0.2772 | 0.0004699 | 0.0004699 | 0.00018796 | 0.00028194 | 0 | 0.00039189 | 7.8003e-05 | 0 | 0.6 | 2.45 | 0.5 | 0.65 | [64 empty] | 97.9547 | 93.5405 | 4.3803 | 135.1775 | 36.4808 | 4.7307 | 0.094919 | 0.025929 | 0.12977 | 0.010112
Service sector | Other non-residential buildings | Other non-residential buildings | 2000 - 2010 | 2.3478 | 2.3478 | 0.5418 | 0.0011614 | 0.0011614 | 0.00046457 | 0.00069686 | 0 | 0.00096863 | 0.0001928 | 0 | 0.5 | 2.2 | 0.3 | 0.5 | [64 empty] | 87.382 | 85.8758 | 4.3803 | 120.5872 | 33.4916 | 4.7307 | 0.21544 | 0.046527 | 0.29422 | 0.018146
Service sector | Other non-residential buildings | Other non-residential buildings | Post 2010 | 0.3285 | 0.3285 | 0.0612 | 0.00019187 | 0.00019187 | 7.675e-05 | 0.00011512 | 0 | 0.00016002 | 3.1851e-05 | 0 | 0.24 | 1.23 | 0.16 | 0.47 | [64 empty] | 75.2672 | 78.2111 | 4.3803 | 103.8687 | 30.5023 | 4.7307 | 0.026164 | 0.0047865 | 0.035675 | 0.0018667
0.008096
12.38%
Estimated
Following information have been retrieved by experts questioning and relate to Eastern Europe (Poland, Czech Republic, Hungary, Slovenia, Slovakia, Croatia, Bulgaria, Romania)
OFFICES
Construction materials:
Walls: in the majority of the cases BRICKS were used and INSULATION is present only in few cases.
Windows: in the majority of the cases WOOD was used . LOW-EMITTANCE GLASS is present only in few cases.
Roofs: in the majority of the cases CONCRETE ans METALLIC ROOF BOARDS were used and INSULATION in most of the cases is not present.
Floors: in the majority of the cases CONCRETE was used and INSULATION is present only in few cases.
Construction methodologies:
Walls: the most common methodology is SOLID WALL.
Windows: DOUBLE GLAZING is the most common.
Roofs: FLAT ROOF is the most common.
Floors: CONCRETE SLAB is the most common.
TRADE
Construction materials:
Walls: in the majority of the cases BRICKS were used and INSULATION is present only in few cases.
Windows: in the majority of the cases WOOD was used . LOW-EMITTANCE GLASS is present only in few cases.
Roofs: in the majority of the cases CONCRETE was used and INSULATION in most of the cases is not present.
Floors: in the majority of the cases CONCRETE was used and INSULATION is present only in few cases.
Construction methodologies:
Walls: the most common methodology is SOLID WALL.
Windows: DOUBLE GLAZING is the most common.
Roofs: FLAT ROOF is the most common.
Floors: CONCRETE SLAB is the most common.
EDUCATION
Construction materials:
Walls: in the majority of the cases BRICKS were used and INSULATION is present only in few cases.
Windows: in the majority of the cases SYNTHETIC was used . LOW-EMITTANCE GLASS is present only in few cases.
Roofs: in the majority of the cases CONCRETE ans TILES were used and INSULATION in most of the cases is not present.
Floors: in the majority of the cases CONCRETE was used and INSULATION is present only in few cases.
Construction methodologies:
Walls: the most common methodology is SOLID WALL.
Windows: DOUBLE GLAZING is the most common.
Roofs: FLAT ROOF is the most common.
Floors: CONCRETE SLAB is the most common.
HEALTH
Construction materials:
Walls: in the majority of the cases BRICKS were used and INSULATION is present only in few cases.
Windows: in the majority of the cases WOOD was used . LOW-EMITTANCE GLASS is present only in few cases.
Roofs: in the majority of the cases CONCRETE ans METALLIC ROOF BOARDS were used and INSULATION in most of the cases is not present.
Floors: in the majority of the cases CONCRETE was used and INSULATION is present only in few cases.
Construction methodologies:
Walls: the most common methodology is SOLID WALL.
Windows: DOUBLE GLAZING is the most common.
Roofs: FLAT ROOF is the most common.
Floors: CONCRETE SLAB is the most common.
HOTELS AND RESTAURANTS
Construction materials:
Walls: in the majority of the cases BRICKS were used and INSULATION is present only in few cases.
Windows: about 50% of the frames are made of SYNTHETIC/PVC material and the other 50% of ALUMINIUM. LOW-EMITTANCE GLASS is present only in few cases.
Roofs: in the majority of the cases CONCRETE ans BRICKS were used and INSULATION is most times not present.
Floors: in the majority of the cases CONCRETE was used and INSULATION is present only in few cases.
Construction methodologies:
Walls: the most common methodology is SOLID WALL.
Windows: DOUBLE GLAZING is the most common.
Roofs: FLAT ROOF is the most common.
Floors: CONCRETE SLAB is the most common.
OTHER NON RESIDENTIAL BUILDINGS
Construction materials:
Walls: in the majority of the cases BRICKS were used and INSULATION is present only in few cases.
Windows: in the majority of the cases WOOD was used . LOW-EMITTANCE GLASS is present only in few cases.
Roofs: in the majority of the cases CONCRETE ans METALLIC ROOF BOARDS were used and INSULATION in most of the cases is not present.
Floors: in the majority of the cases CONCRETE was used and INSULATION is present only in few cases.
Construction methodologies:
Walls: the most common methodology is SOLID WALL.
Windows: DOUBLE GLAZING is the most common.
Roofs: FLAT ROOF is the most common.
Floors: CONCRETE SLAB is the most common.
Following information have been retrieved by experts questioning and relate to Eastern Europe (Poland, Czech Republic, Hungary, Slovenia, Slovakia, Croatia, Bulgaria, Romania)
OFFICES
Space heating:
The most common is the non-condesing boiler, gas.
Space cooling:
Not present in most of the cases.
DHW:
The most common is the non-condesing boiler, gas.
TRADE
Space heating:
The most common is the non-condesing boiler, gas.
Space cooling:
Not present in most of the cases.
DHW:
The most common is the non-condesing boiler, gas.
EDUCATION
Space heating:
The most common is the non-condesing boiler, gas.
Space cooling:
Not present in most of the cases.
DHW:
The most common is the non-condesing boiler, gas.
HEALTH
Space heating:
The most common is the non-condesing boiler, gas.
Space cooling:
Present in most of the cases.
DHW:
The most common fuel used is gas.
HOTELS AND RESTAURANTS
Space heating:
The most common is the non-condesing boiler, gas.
Space cooling:
Not present in most of the cases.
DHW:
The most common is the non-condesing boiler, gas.
OTHER NON RESIDENTIAL BUILDINGS
Space heating:
The most common is the non-condesing boiler, gas.
Space cooling:
Not present in most of the cases.
DHW:
The most common is the non-condesing boiler, gas.
Note on U2: TABULA, TABULA WebTool, 2017 http://webtool.building-typology.eu/#bm
Note on AF2: TABULA, TABULA WebTool, 2017 http://webtool.building-typology.eu/#bm
Note on AN2: TABULA, TABULA WebTool, 2017 http://webtool.building-typology.eu/#bm
Note on AU2: TABULA, TABULA WebTool, 2017 http://webtool.building-typology.eu/#bm
Note on BD2: SPezzutto: TABULA, TABULA WebTool, 2017 http://webtool.building-typology.eu/#bm
Note on BR2: SPezzutto: TABULA, TABULA WebTool, 2017 http://webtool.building-typology.eu/#bm
Note on BT2: SPezzutto: TABULA, TABULA WebTool, 2017 http://webtool.building-typology.eu/#bm

## Ireland
[19 empty] | WALLS | [10 empty] | WINDOWS | [7 empty] | ROOF | [6 empty] | FLOOR | [8 empty] | SPACE HEATING | [13 empty] | SPACE COOLING |  | DHW
|  |  |  | Area |  |  |  |  | Tenure/ownership status and distribution |  |  | Occupancy |  |  | Construction features (U-values) |  |  |  | construction material |  |  |  | construction methodology | [6 empty] | construction material |  |  | construction methodology |  |  |  |  | construction material | [6 empty] | construction material |  |  |  | construction methodology |  |  |  |  | individual | central | district heating | boiler |  | combined | stove | electric heating | heat pump | fossil fuels |  |  | electricity | biomass | no space cooling | space cooling | individual | central | district heating | boiler |  | Combined | Solar collectors | heat pump | fossil fuels |  |  | electricity | biomass | Useful energy demand |  |  | Final energy consumption |  |  | Total useful energy demand |  | Total final energy consumption
Sector | Subsector | Building type | Buidling age class | Covered area: constructed [Mm²] | Covered area: heated [Mm²] | Covered area: cooled [Mm²] | Number of dwellings/units [Mil.] | Number of buildings [Mil.] | Owner occupied - dwellings/units [Mil.] | Private rented - dwellings/units [Mil.] | Social housing - dwellings/units [Mil.] | Occupied [Mil.] | Vacant [Mil.] | Secondary dwellings/ units and others [Mil.] | Walls | Windows | Roof | Floor | brick | concrete | wood | other | solid wall |  | cavity wall |  | honeycomb bricks / hollow blocks wall |  | other | wood | synthetic / pvc | aluminium | single glazing | double glazing |  | triple glazing |  | wood | concrete | concrete + bricks | tilted roof |  | flat roof |  | wood | concrete | concrete + bricks | other | concrete slab |  | wooden floor (rafters + boards) |  | other |  |  |  | non-condensing | condensing |  |  |  |  | solid | liquid | gas | [7 empty] | non-condensing | condensing |  |  |  | solid | liquid | gas |  |  | Space heating [kWh/m² year] | Space cooling [kWh/m² year] | Domestic hot water [kWh/m² year] | Space heating [kWh/m² year] | Space cooling [kWh/m² year] | Domestic hot water [kWh/m² year] | Space heating+Domestic hot water [TWh/year] | Space cooling [TWh/year] | Space heating+Domestic hot water [TWh/year] | Space cooling [TWh/year]
|  |  |  | 88.4964 | [19 empty] | insulation |  | insulation |  | insulation | [6 empty] | low-e |  | low-e |  |  |  |  | insulation |  | insulation | [5 empty] | insulation |  | insulation
Residential sector | Total | Total |  | 164.2967 |  |  | 1.8565 | 1.1479 | 1.2778 | 0.30195 | 0.27677 | 0.13
Residential sector | Total | Total | Before 1945 | 26.5692 | 24.7567 | 0.35768 | 0.30568 | 0.145 | 0.21067 | 0.049921 | 0.045085 | 0.28349 | 0.0090148 | 0.013173 | 2.0142 | 4.7457 | 1.1498 | 1.5401 | 33.33% | 33.33% |  | 33.33% | 100% | [6 empty] | 50% | 50% |  | 100% |  |  |  |  | 50% | 50% |  | 50% | 100% | 50% |  |  | 100% |  |  | 100% | 100% |  |  |  |  | Most widespread technology |  | Most widespread technology | [6 empty] | Most widespread fuel |  |  |  | Most widespread technology |  |  | Most widespread technology |  | Most widespread technology | [5 empty] | Most widespread fuel |  |  |  | 144.1022 | 9.665 | 15.4823 | 197.982 | 2.6946 | 30.9647 | 3.9989 | 0.0034569 | 5.7541 | 0.0009638 | 26.5692 | 45.68% | 2.043% | 52.28% | 100% |  | 0.5296% | 0.3943% | 0.04336% | 2.023%
Residential sector | Total | Total | 1945 - 1969 | 26.8254 | 25.0084 | 0.34751 | 0.30927 | 0.137 | 0.21318 | 0.05053 | 0.045558 | 0.28153 | 0.0097054 | 0.018032 | 2.0484 | 5.6704 | 0.68591 | 1.1713 | 54.11% | 45.89% |  |  | 27.05% |  |  |  | 72.95% |  |  |  |  | 100% | 100% |  |  |  |  | 22.95% | 77.05% |  | 22.95% | 45.89% | 77.05% | 54.11% |  | 100% |  |  | 100% | 100% |  |  |  |  | Most widespread technology |  | Most widespread technology | [6 empty] | Most widespread fuel |  |  |  | Most widespread technology |  |  | Most widespread technology |  | Most widespread technology | [5 empty] | Most widespread fuel |  |  |  | 142.1411 | 9.7208 | 15.553 | 195.2877 | 2.7102 | 31.1061 | 3.9719 | 0.0033781 | 5.7183 | 0.00094182 | 26.8254 | 43.21% | 2.688% | 54.11% | 100% |  | 0.5711% | 0.4551% | 0.04336% | 1.803%
Residential sector | Total | Total | 1970 - 1979 | 20.7077 | 19.0008 | 0.35453 | 0.23449 | 0.141 | 0.16142 | 0.038157 | 0.034913 | 0.21313 | 0.0085119 | 0.012847 | 1.7437 | 4.9099 | 0.73442 | 1.4123 | 100% | [5 empty] | 100% | [6 empty] | 100% | 100% |  |  |  |  | 61.63% | 38.37% |  | 61.63% | 61.63% | 38.37% | 38.37% |  | 100% |  |  | 100% | 100% |  |  |  |  | Most widespread technology |  | Most widespread technology | [6 empty] | Most widespread fuel |  |  |  | Most widespread technology |  |  | Most widespread technology |  | Most widespread technology | [5 empty] | Most widespread fuel |  |  |  | 126.9408 | 10.9955 | 15.1916 | 174.404 | 3.0655 | 30.3833 | 2.7266 | 0.0038982 | 3.943 | 0.0010868 | 20.7077 | 54.65% | 6.975% | 38.37% | 100% |  | 0.5837% | 0.6494% | 0.0536% | 1.154%
Residential sector | Total | Total | 1980 - 1989 | 27.0824 | 25.2607 | 0.31581 | 0.31419 | 0.132 | 0.21667 | 0.051406 | 0.046112 | 0.27841 | 0.01125 | 0.024531 | 0.60383 | 4.1219 | 0.4 | 1.2039 | 100% |  |  |  | 29.83% |  | 70.17% | 100% |  |  |  | 29.83% | 70.17% |  | 59.66% | 40.34% |  |  |  | 40.34% | 59.66% |  | 40.34% | 40.34% | 59.66% | 59.66% |  | 100% |  |  | 100% | 100% |  |  |  |  | Most widespread technology |  | Most widespread technology | [6 empty] | Most widespread fuel |  |  |  | Most widespread technology |  |  | Most widespread technology |  | Most widespread technology | [5 empty] | Most widespread fuel |  |  |  | 77.3102 | 13.7957 | 15.7644 | 106.2165 | 3.8462 | 31.5288 | 2.3799 | 0.0043568 | 3.537 | 0.0012147 | 27.0824 | 36.51% | 3.827% | 59.66% | 100% |  | 0.8405% | 0.641% | 0.1294% | 2.986%
Residential sector | Total | Total | 1990 - 1999 | 16.5735 | 14.941 | 0.43403 | 0.17995 | 0.1701 | 0.12348 | 0.028994 | 0.02748 | 0.17183 | 0.0052229 | 0.0053868 | 0.54637 | 2.8073 | 0.26889 | 0.74736 | 100% | [5 empty] | 100% | 100% |  |  |  | 50% | 50% |  |  | 100% |  |  |  | 97.38% | 2.615% |  | 97.38% | 97.38% | 2.615% | 2.615% |  | 100% |  |  | 100% | 100% |  |  |  |  | Most widespread technology |  | Most widespread technology | [6 empty] | Most widespread fuel | Less widespread fuel |  |  | Most widespread technology |  |  | Most widespread technology |  | Most widespread technology | [5 empty] | Most widespread fuel |  | Less widespread fuel |  | 81.4723 | 14.2056 | 14.0719 | 111.9348 | 3.9605 | 28.1438 | 1.4505 | 0.0061656 | 2.1389 | 0.001719 | 16.5735 | 90.12% | 7.263% | 2.615% | 100% |  | 0.5724% | 1.179% | 0.09105% | 0.1045%
Residential sector | Total | Total | 2000 - 2010 | 34.4595 | 32.505 | 0.80017 | 0.37853 | 0.311 | 0.25997 | 0.06116 | 0.057398 | 0.36954 | 0.010819 | 0.018165 | 0.27168 | 2.3561 | 0.17524 | 0.48018 | 87.64% | 12.36% |  |  | 12.36% | 12.36% | 87.64% | 87.64% |  |  |  | 50% | 50% |  |  | 100% | 12.36% |  |  | 87.64% | 12.36% |  | 87.64% | 87.64% | 12.36% | 12.36% |  | 100% |  |  | 100% | 100% |  |  |  |  | Most widespread technology |  | Most widespread technology | [6 empty] | Most widespread fuel | Less widespread fuel |  |  | Most widespread technology |  |  | Most widespread technology |  | Most widespread technology | [5 empty] | Most widespread fuel |  | Less widespread fuel |  | 69.1553 | 14.5963 | 14.3267 | 95.0124 | 4.0695 | 28.6533 | 2.7416 | 0.01168 | 4.0758 | 0.0032563 | 34.4595 | 82.05% | 5.584% | 12.36% | 100% |  | 1.041% | 1.76% | 0.09913% | 0.9072%
Residential sector | Total | Total | Post 2010 | 12.079 | 10.5274 | 0.28883 | 0.13443 | 0.1118 | 0.092418 | 0.021787 | 0.020224 | 0.13344 | 0.0032463 | 0.0054198 | 0.21091 | 1.3027 | 0.15974 | 0.31238 | 100% | [5 empty] | 100% | 100% |  |  |  | 50% | 50% |  |  | 100% |  |  |  | 76.55% | 23.45% |  | 76.55% | 76.55% | 23.45% | 23.45% |  | 100% |  |  | 100% | 100% |  |  |  |  | Most widespread technology | [6 empty] | Most widespread technology |  | Widespread fuel | Less widespread fuel | Widespread fuel |  | Most widespread technology |  |  | Most widespread technology | [5 empty] | Most widespread technology |  |  |  | Most widespread fuel |  | 53.427 | 9.6011 | 14.5415 | 73.4034 | 2.6768 | 29.0829 | 0.73809 | 0.002773 | 1.124 | 0.00077313 | 12.079 | 75.25% | 1.301% | 23.45% | 100% |  | 0.5118% | 0.9805% | 0.1557% | 1.34%
Residential sector | Single family- Terraced houses | Single family- Terraced houses |  |  |  |  | 1.6564 | 1.09 | 1.1363 | 0.26668 | 0.25343
Residential sector | Single family- Terraced houses | Single family- Terraced houses | Before 1945 | 12.1362 | 11.473 | 0.28871 | 0.27526 | 0.14 | 0.18883 | 0.044317 | 0.042115 | 0.26787 | 0.0055053 | 0.0018844 | 2.15 | 4.8 | 1.328 | 1.7067 | 33.33% | 33.33% |  | 33.33% | 100% | [6 empty] | 50% | 50% |  | 100% |  |  |  |  | 50% | 50% |  | 50% | 100% | 50% |  |  | 100% |  |  | 100% | 100% |  |  |  |  | Most widespread technology |  | Most widespread technology | [6 empty] | Most widespread fuel |  |  |  | Most widespread technology |  |  | Most widespread technology |  | Most widespread technology | [5 empty] | Most widespread fuel |  |  |  | 131.1173 | 9.7411 | 13.776 | 180.142 | 2.7158 | 27.552 | 1.6915 | 0.0028123 | 2.4311 | 0.00078407
Residential sector | Single family- Terraced houses | Single family- Terraced houses | 1945 - 1969 | 11.5904 | 10.9371 | 0.27854 | 0.27334 | 0.13 | 0.18751 | 0.044008 | 0.041821 | 0.266 | 0.0054669 | 0.0018712 | 2.4 | 5.7 | 0.68 | 1.29 |  | 100% | [6 empty] | 100% |  |  |  |  | 100% | 100% |  |  |  |  | 50% | 50% |  | 50% | 100% | 50% |  |  | 100% |  |  | 100% | 100% |  |  |  |  | Most widespread technology |  | Most widespread technology | [6 empty] | Most widespread fuel |  |  |  | Most widespread technology |  |  | Most widespread technology |  | Most widespread technology | [5 empty] | Most widespread fuel |  |  |  | 118.4405 | 9.121 | 13.76 | 162.7253 | 2.5429 | 27.52 | 1.4549 | 0.0025406 | 2.0987 | 0.00070832
Residential sector | Single family- Terraced houses | Single family- Terraced houses | 1970 - 1979 | 11.3176 | 10.6692 | 0.27346 | 0.19876 | 0.13 | 0.13635 | 0.032001 | 0.030411 | 0.19343 | 0.0039752 | 0.0013607 | 1.78 | 5.25 | 0.68 | 1.48 | 100% | [5 empty] | 100% | [6 empty] | 100% | 100% |  |  |  |  | 100% |  |  | 100% | 100% |  |  |  | 100% |  |  | 100% | 100% |  |  |  |  | Most widespread technology |  | Most widespread technology | [6 empty] | Most widespread fuel |  |  |  | Most widespread technology |  |  | Most widespread technology |  | Most widespread technology | [5 empty] | Most widespread fuel |  |  |  | 116.4925 | 9.3947 | 13.76 | 160.0491 | 2.6192 | 27.52 | 1.3986 | 0.0025691 | 2.019 | 0.00071625
Residential sector | Single family- Terraced houses | Single family- Terraced houses | 1980 - 1989 | 9.8883 | 9.2656 | 0.24684 | 0.26532 | 0.12 | 0.18201 | 0.042716 | 0.040594 | 0.2582 | 0.0053064 | 0.0018163 | 0.6 | 3.1 | 0.4 | 1.22 | 100% | [5 empty] | 100% | 100% |  |  |  |  | 100% |  |  | 100% |  |  |  | 100% |  |  | 100% | 100% |  |  |  | 100% |  |  | 100% | 100% |  |  |  |  | Most widespread technology |  | Most widespread technology | [6 empty] | Most widespread fuel |  |  |  | Most widespread technology |  |  | Most widespread technology |  | Most widespread technology | [5 empty] | Most widespread fuel |  |  |  | 99.8057 | 14.1859 | 13.76 | 137.1231 | 3.955 | 27.52 | 1.0608 | 0.0035017 | 1.5426 | 0.00097626
Residential sector | Single family- Terraced houses | Single family- Terraced houses | 1990 - 1999 | 14.9363 | 14.2228 | 0.34086 | 0.16601 | 0.16 | 0.11388 | 0.026727 | 0.025399 | 0.16155 | 0.0033201 | 0.0011364 | 0.55 | 2.8 | 0.26 | 0.76 | 100% | [5 empty] | 100% | 100% |  |  |  | 50% | 50% |  |  | 100% |  |  |  | 100% |  |  | 100% | 100% |  |  |  | 100% |  |  | 100% | 100% |  |  |  |  | Most widespread technology |  | Most widespread technology | [6 empty] | Most widespread fuel |  |  |  | Most widespread technology |  |  | Most widespread technology |  | Most widespread technology | [5 empty] | Most widespread fuel |  |  |  | 83.1798 | 14.1859 | 13.76 | 114.2807 | 3.955 | 27.52 | 1.3886 | 0.0048354 | 2.0364 | 0.0013481
Residential sector | Single family- Terraced houses | Single family- Terraced houses | 2000 - 2010 | 28.2744 | 27.3208 | 0.6223 | 0.34921 | 0.3 | 0.23956 | 0.056222 | 0.053429 | 0.33983 | 0.0069841 | 0.0023905 | 0.27 | 2.4 | 0.16 | 0.5 | 100% | [5 empty] | 100% | 100% |  |  |  | 50% | 50% |  |  | 100% |  |  |  | 100% |  |  | 100% | 100% |  |  |  | 100% |  |  | 100% | 100% |  |  |  |  | Most widespread technology |  | Most widespread technology | [6 empty] | Most widespread fuel |  |  |  | Most widespread technology |  |  | Most widespread technology |  | Most widespread technology | [5 empty] | Most widespread fuel |  |  |  | 75.551 | 14.3278 | 13.76 | 103.7995 | 3.9946 | 27.52 | 2.4532 | 0.0089162 | 3.614 | 0.0024858
Residential sector | Single family- Terraced houses | Single family- Terraced houses | Post 2010 | 9.0891 | 8.4808 | 0.23196 | 0.12851 | 0.11 | 0.088161 | 0.020691 | 0.019663 | 0.12506 | 0.0025703 | 0.00087976 | 0.21 | 1.3 | 0.16 | 0.3 | 100% | [5 empty] | 100% | 100% |  |  |  | 50% | 50% |  |  | 100% |  |  |  | 100% |  |  | 100% | 100% |  |  |  | 100% |  |  | 100% | 100% |  |  |  |  | Most widespread technology | [6 empty] | Most widespread technology |  | Widespread fuel |  | Widespread fuel |  | Most widespread technology |  |  | Most widespread technology | [5 empty] | Most widespread technology |  |  |  | Most widespread fuel |  | 67.4549 | 9.6011 | 13.76 | 92.6763 | 2.6768 | 27.52 | 0.69714 | 0.002227 | 1.0361 | 0.0006209
Residential sector | Multifamily houses | Multifamily houses |  |  |  |  | 0.12186 | 0.049 | 0.083593 | 0.019619 | 0.018644 | 0.13
Residential sector | Multifamily houses | Multifamily houses | Before 1945 | 0.54268 | 0.088213 | 0.010107 | 0.012309 | 0.003 | 0.0084437 | 0.0019817 | 0.0018832 | 0.0076197 | 0.0016986 | 0.0029904 | 1.9 | 4.7 | 1 | 1.4 | 33.33% | 33.33% |  | 33.33% | 100% | [6 empty] | 50% | 50% |  | 100% |  |  |  |  | 50% | 50% |  | 50% | 100% | 50% |  |  | 100% |  |  | 100% | 100% |  |  |  |  | Most widespread technology |  | Most widespread technology | [6 empty] | Most widespread fuel |  |  |  | Most widespread technology |  |  | Most widespread technology |  | Most widespread technology | [5 empty] | Most widespread fuel |  |  |  | 155.0207 | 9.6011 | 16.9171 | 212.983 | 2.6768 | 33.8343 | 0.022855 | 9.7039e-05 | 0.037149 | 2.7054e-05
Residential sector | Multifamily houses | Multifamily houses | 1945 - 1969 | 0.72094 | 0.26327 | 0.013427 | 0.017002 | 0.005 | 0.011664 | 0.0027374 | 0.0026014 | 0.010525 | 0.0023463 | 0.0041308 | 1.8 | 4.6 | 0.9 | 1.1 |  | 100% | [6 empty] | 100% |  |  |  |  | 100% | 100% |  |  |  |  | 50% | 50% |  | 50% | 100% | 50% |  |  | 100% |  |  | 100% | 100% |  |  |  |  | Most widespread technology |  | Most widespread technology | [6 empty] | Most widespread fuel |  |  |  | Most widespread technology |  |  | Most widespread technology |  | Most widespread technology | [5 empty] | Most widespread fuel |  |  |  | 160.1721 | 10.1771 | 16.9171 | 220.0605 | 2.8374 | 33.8343 | 0.054364 | 0.00013665 | 0.082327 | 3.8098e-05
Residential sector | Multifamily houses | Multifamily houses | 1970 - 1979 | 1.4445 | 0.97375 | 0.026902 | 0.025368 | 0.01 | 0.017402 | 0.0040842 | 0.0038813 | 0.015704 | 0.0035008 | 0.0061632 | 1.7 | 4.5 | 0.8 | 0.95 | 100% | [5 empty] | 100% | [6 empty] | 100% | 100% |  |  |  |  | 100% |  |  | 100% | 100% |  |  |  | 100% |  |  | 100% | 100% |  |  |  |  | Most widespread technology |  | Most widespread technology | [6 empty] | Most widespread fuel |  |  |  | Most widespread technology |  |  | Most widespread technology |  | Most widespread technology | [5 empty] | Most widespread fuel |  |  |  | 139.8557 | 12.925 | 16.9171 | 192.1478 | 3.6035 | 33.8343 | 0.16062 | 0.00034771 | 0.23598 | 9.694e-05
Residential sector | Multifamily houses | Multifamily houses | 1980 - 1989 | 1.0364 | 0.57306 | 0.019303 | 0.027809 | 0.01 | 0.019077 | 0.0044772 | 0.0042547 | 0.017215 | 0.0038376 | 0.0067562 | 0.7 | 3.3 | 0.4 | 0.8 | 100% | [5 empty] | 100% | 100% |  |  |  |  | 100% |  |  | 100% |  |  |  | 100% |  |  | 100% | 100% |  |  |  | 100% |  |  | 100% | 100% |  |  |  |  | Most widespread technology |  | Most widespread technology | [6 empty] | Most widespread fuel |  |  |  | Most widespread technology |  |  | Most widespread technology |  | Most widespread technology | [5 empty] | Most widespread fuel |  |  |  | 64.3732 | 13.5712 | 16.9171 | 88.4424 | 3.7837 | 33.8343 | 0.054423 | 0.00026196 | 0.085749 | 7.3034e-05
Residential sector | Multifamily houses | Multifamily houses | 1990 - 1999 | 1.2038 | 0.73739 | 0.022419 | 0.013379 | 0.01 | 0.0091778 | 0.002154 | 0.0020469 | 0.0082821 | 0.0018463 | 0.0032504 | 0.5 | 2.9 | 0.35 | 0.55 | 100% | [5 empty] | 100% | 100% |  |  |  | 50% | 50% |  |  | 100% |  |  |  | 100% |  |  | 100% | 100% |  |  |  | 100% |  |  | 100% | 100% |  |  |  |  | Most widespread technology |  | Most widespread technology | [6 empty] | Most widespread fuel |  |  |  | Most widespread technology |  |  | Most widespread technology |  | Most widespread technology | [5 empty] | Most widespread fuel |  |  |  | 65.895 | 14.3855 | 16.9171 | 90.5332 | 4.0107 | 33.8343 | 0.068954 | 0.00032251 | 0.10749 | 8.9916e-05
Residential sector | Multifamily houses | Multifamily houses | 2000 - 2010 | 1.9243 | 1.445 | 0.035839 | 0.023766 | 0.01 | 0.016304 | 0.0038264 | 0.0036363 | 0.014713 | 0.0032798 | 0.0057741 | 0.3 | 2.5 | 0.3 | 0.3 | 100% | [5 empty] | 100% | 100% |  |  |  | 50% | 50% |  |  | 100% |  |  |  | 100% |  |  | 100% | 100% |  |  |  | 100% |  |  | 100% | 100% |  |  |  |  | Most widespread technology |  | Most widespread technology | [6 empty] | Most widespread fuel |  |  |  | Most widespread technology |  |  | Most widespread technology |  | Most widespread technology | [5 empty] | Most widespread fuel |  |  |  | 39.9175 | 15.824 | 16.9171 | 54.8426 | 4.4117 | 33.8343 | 0.090233 | 0.00056712 | 0.14435 | 0.00015811
Residential sector | Multifamily houses | Multifamily houses | Post 2010 | 0.1572 | 0.15437 | 0.003114 | 0.0022227 | 0.001 | 0.0015248 | 0.00035786 | 0.00034008 | 0.001376 | 0.00030674 | 0.00054002 | 0.28 | 1.51 | 0.14 | 0.17 | 100% | [5 empty] | 100% | 100% |  |  |  | 50% | 50% |  |  | 100% |  |  |  | 100% |  |  | 100% | 100% |  |  |  | 100% |  |  | 100% | 100% |  |  |  |  | Most widespread technology | [6 empty] | Most widespread technology |  | Widespread fuel |  | Widespread fuel |  | Most widespread technology |  |  | Most widespread technology | [5 empty] | Most widespread technology |  |  |  | Most widespread fuel |  | 10.7821 | 9.6011 | 16.9171 | 14.8136 | 2.6768 | 33.8343 | 0.0043239 | 2.9898e-05 | 0.0076056 | 8.3356e-06
Residential sector | Appartment blocks | Appartment blocks |  | 96.4053 |  |  | 0.078267 | 0.0089 | 0.057918 | 0.015653 | 0.004696 | 0.08
Residential sector | Appartment blocks | Appartment blocks | Before 1945 | 13.8903 | 13.1956 | 0.058863 | 0.018109 | 0.002 | 0.013401 | 0.0036218 | 0.0010865 | 0.008 | 0.0018109 | 0.008298 | 1.9 | 4.7 | 1 | 1.4 | 33.33% | 33.33% |  | 33.33% | 100% | [6 empty] | 50% | 50% |  | 100% |  |  |  |  | 50% | 50% |  | 50% | 100% | 50% |  |  | 100% |  |  | 100% | 100% |  |  |  |  | Most widespread technology |  | Most widespread technology | [6 empty] | Most widespread fuel |  |  |  | Most widespread technology |  |  | Most widespread technology |  | Most widespread technology | [5 empty] | Most widespread fuel |  |  |  | 155.0207 | 9.6011 | 16.9171 | 212.983 | 2.6768 | 33.8343 | 2.2806 | 0.00056515 | 3.2804 | 0.00015756
Residential sector | Appartment blocks | Appartment blocks | 1945 - 1969 | 14.514 | 13.8081 | 0.055543 | 0.018922 | 0.002 | 0.014002 | 0.0037844 | 0.0011353 | 0.005 | 0.0018922 | 0.01203 | 1.78 | 5.7 | 0.68 | 1.08 | 100% |  |  |  | 50% |  |  |  | 50% |  |  |  |  | 100% | 100% | [5 empty] | 100% |  |  |  | 100% | 100% |  | 100% |  |  | 100% | 100% |  |  |  |  | Most widespread technology |  | Most widespread technology | [6 empty] | Most widespread fuel |  |  |  | Most widespread technology |  |  | Most widespread technology |  | Most widespread technology | [5 empty] | Most widespread fuel |  |  |  | 160.1721 | 10.1771 | 16.9171 | 220.0605 | 2.8374 | 33.8343 | 2.4572 | 0.00056527 | 3.5297 | 0.0001576
Residential sector | Appartment blocks | Appartment blocks | 1970 - 1979 | 7.9457 | 7.358 | 0.054168 | 0.010359 | 0.001 | 0.0076655 | 0.0020718 | 0.00062153 | 0.004 | 0.0010359 | 0.005323 | 1.7 | 4.5 | 0.8 | 1.4 | 100% | [5 empty] | 100% | [6 empty] | 100% | 100% | [5 empty] | 100% |  |  |  | 100% | 100% |  | 100% |  |  | 100% | 100% |  |  |  |  | Most widespread technology |  | Most widespread technology | [6 empty] | Most widespread fuel |  |  |  | Most widespread technology |  |  | Most widespread technology |  | Most widespread technology | [5 empty] | Most widespread fuel |  |  |  | 139.4753 | 12.925 | 16.9171 | 191.6251 | 3.6035 | 33.8343 | 1.1607 | 0.00070012 | 1.6788 | 0.00019519
Residential sector | Appartment blocks | Appartment blocks | 1980 - 1989 | 16.1577 | 14.5327 | 0.049667 | 0.021065 | 0.002 | 0.015588 | 0.004213 | 0.0012639 | 0.003 | 0.0021065 | 0.015958 | 0.6 | 4.8 | 0.4 | 1.22 | 100% |  |  |  | 50% |  | 50% | 100% |  |  |  | 50% | 50% |  | 100% | [5 empty] | 100% |  |  |  | 100% | 100% |  | 100% |  |  | 100% | 100% |  |  |  |  | Most widespread technology |  | Most widespread technology | [6 empty] | Most widespread fuel |  |  |  | Most widespread technology |  |  | Most widespread technology |  | Most widespread technology | [5 empty] | Most widespread fuel |  |  |  | 64.3732 | 13.5712 | 16.9171 | 88.4424 | 3.7837 | 33.8343 | 1.2089 | 0.00067405 | 1.832 | 0.00018792
Residential sector | Appartment blocks | Appartment blocks | 1990 - 1999 | 0.43346 | 0.42566 | 0.070751 | 0.0005651 | 0.0001 | 0.00041818 | 0.00011302 | 3.3906e-05 | 0.002 | 5.651e-05 | 0.001 | 0.55 | 2.8 | 0.35 | 0.86 | 100% | [5 empty] | 100% | 100% |  |  |  | 50% | 50% |  |  | 100% |  |  |  |  | 100% |  |  |  | 100% | 100% |  | 100% |  |  | 100% | 100% |  |  |  |  | Most widespread technology |  | Most widespread technology | [7 empty] | Most widespread fuel |  |  | Most widespread technology |  |  | Most widespread technology |  | Most widespread technology | [7 empty] | Most widespread fuel |  | 65.895 | 14.3855 | 16.9171 | 90.5332 | 4.0107 | 33.8343 | 0.035382 | 0.0010178 | 0.053202 | 0.00028376
Residential sector | Appartment blocks | Appartment blocks | 2000 - 2010 | 4.2607 | 3.7393 | 0.14203 | 0.0055547 | 0.001 | 0.0041105 | 0.0011109 | 0.00033328 | 0.015 | 0.00055547 | 0.01 | 0.27 | 2 | 0.22 | 0.43 |  | 100% |  |  | 100% | 100% | [5 empty] | 50% | 50% |  |  | 100% | 100% |  |  |  | 100% |  |  |  | 100% | 100% |  | 100% |  |  | 100% | 100% |  |  |  |  | Most widespread technology |  | Most widespread technology | [7 empty] | Most widespread fuel |  |  | Most widespread technology |  |  | Most widespread technology |  | Most widespread technology | [7 empty] | Most widespread fuel |  | 39.9175 | 15.824 | 16.9171 | 54.8426 | 4.4117 | 33.8343 | 0.22134 | 0.0022475 | 0.34923 | 0.0006266
Residential sector | Appartment blocks | Appartment blocks | Post 2010 | 2.8326 | 2.337 | 0.053756 | 0.0036929 | 0.0008 | 0.0027328 | 0.00073859 | 0.00022158 | 0.007 | 0.00036929 | 0.004 | 0.21 | 1.3 | 0.16 | 0.36 | 100% | [5 empty] | 100% | 100% |  |  |  | 50% | 50% |  |  | 100% |  |  |  |  | 100% |  |  |  | 100% | 100% |  | 100% |  |  | 100% | 100% |  |  |  |  | Most widespread technology | [6 empty] | Most widespread technology |  |  | Widespread fuel | Widespread fuel |  | Most widespread technology |  |  | Most widespread technology | [5 empty] | Most widespread technology |  |  |  | Most widespread fuel |  | 10.7821 | 9.6011 | 16.9171 | 14.8136 | 2.6768 | 33.8343 | 0.073118 | 0.00051612 | 0.13046 | 0.00014389
Service sector | Total | Total |  |  |  |  | 0.42648 | 0.07 | 0.20298 | 0.2235 | 0
Service sector | Total | Total | Before 1945 | 3.4202 | 3.4202 | 0.69648 | 0.021139 | 0.0041251 | 0.010231 | 0.010908 | 0 | 0.019208 | 0.001931 | 0 | 1.9 | 4.8 | 0.8 | 2 | [64 empty] | 217.1402 | 44.5462 | 6.6531 | 227.9972 | 28.0641 | 10.4454 | 0.76543 | 0.031026 | 0.81553 | 0.019546 | 3.4202 | 32.75% | 15.07% | 20.29% | 6.957% | 12.46% | 12.46% | 100% |  | 0.2663% | 0.1278% | 0.04528% | 0.2128% | 0.2779% | 0.1665%
Service sector | Total | Total | 1945 - 1969 | 5.3633 | 5.3633 | 1.0201 | 0.038076 | 0.0055904 | 0.018125 | 0.019951 | 0 | 0.034698 | 0.0033787 | -1.0408e-17 | 1.8 | 4.8 | 0.9 | 1.7 | [64 empty] | 217.4224 | 30.6051 | 6.5663 | 228.2935 | 19.2812 | 10.3091 | 1.2013 | 0.031219 | 1.2797 | 0.019668 | 5.3633 | 31.61% | 27.17% | 18.48% | 3.142% | 9.427% | 10.17% | 100% |  | 0.4032% | 0.6741% | 0.07597% | 0.2432% | 0.4211% | 0.3191%
Service sector | Total | Total | 1970 - 1979 | 3.9556 | 3.9556 | 0.81401 | 0.027339 | 0.0042478 | 0.012967 | 0.014372 | 0 | 0.024962 | 0.0023777 | 0 | 1.3 | 4.05 | 0.8 | 1.4 | [64 empty] | 186.1582 | 30.1473 | 6.5084 | 195.4661 | 18.9928 | 10.2181 | 0.76211 | 0.02454 | 0.8136 | 0.01546 | 3.9556 | 26.82% | 30.08% | 20.05% | 2.757% | 9.774% | 10.53% | 100% |  | 0.5346% | 0.9482% | 0.131% | 0.301% | 0.6146% | 0.4043%
Service sector | Total | Total | 1980 - 1989 | 13.0168 | 13.0168 | 2.1402 | 0.085218 | 0.015628 | 0.040477 | 0.044741 | 0 | 0.077836 | 0.0073822 | 0 | 0.8 | 3.3 | 0.4 | 1.1 | [64 empty] | 146.8762 | 31.426 | 6.8469 | 154.22 | 19.7984 | 10.7496 | 2.001 | 0.067259 | 2.1474 | 0.042373 | 13.0168 | 24.68% | 27.42% | 19.42% | 5.636% | 11.04% | 11.81% | 100% |  | 1.249% | 1.48% | 0.2581% | 1.237% | 1.468% | 1.048%
Service sector | Total | Total | 1990 - 1999 | 16.9327 | 16.9327 | 2.7293 | 0.1109 | 0.020556 | 0.052638 | 0.058266 | 0 | 0.1013 | 0.0096052 | 5.2042e-17 | 0.7 | 2.9 | 0.3 | 0.5 | [64 empty] | 154.9573 | 30.1116 | 6.89 | 162.7052 | 18.9703 | 10.8173 | 2.7405 | 0.082185 | 2.9382 | 0.051776 | 16.9327 | 24.65% | 27.34% | 18.85% | 5.796% | 11.3% | 12.06% | 100% |  | 1.634% | 1.951% | 0.3536% | 1.543% | 1.883% | 1.371%
Service sector | Total | Total | 2000 - 2010 | 12.065 | 12.065 | 2.0009 | 0.084846 | 0.013078 | 0.040486 | 0.04436 | 0 | 0.077256 | 0.0075897 | 8.6736e-18 | 0.4 | 2.3 | 0.2 | 0.3 | [64 empty] | 149.3829 | 26.8998 | 6.7629 | 156.852 | 16.9469 | 10.6177 | 1.8839 | 0.053825 | 2.0205 | 0.033909 | 12.065 | 32.95% | 24.65% | 17.42% | 4.766% | 9.778% | 10.44% | 100% |  | 1.674% | 1.103% | 0.2594% | 0.9261% | 1.147% | 0.8281%
Service sector | Total | Total | Post 2010 | 7.0982 | 7.0982 | 1.2867 | 0.05896 | 0.0067746 | 0.028055 | 0.030906 | 0 | 0.05352 | 0.0054404 | 0 | 0.1 | 1.84 | 0.1 | 0.25 | [64 empty] | 146.0718 | 24.4044 | 6.6237 | 153.3754 | 15.3748 | 10.3993 | 1.0839 | 0.031401 | 1.2025 | 0.019783 | 7.0982 | 46.51% | 24.3% | 11.73% | 3.352% | 1.676% | 12.43% | 100% |  | 2.382% | 1.25% | 0.2634% | 1.08% | 0.2927% | 1.181%
Service sector | Offices | Offices |  |  |  |  | 0.20065 | 0.004 | 0.097999 | 0.10265 | 0
Service sector | Offices | Offices | Before 1945 | 1.1203 | 1.1203 | 0.20314 | 0.012125 | 0.00024171 | 0.0059219 | 0.0062032 | 0 | 0.01087 | 0.0012549 | 0 | 1.9 | 4.8 | 0.8 | 2 | [64 empty] | 222.5729 | 30.1876 | 6.3627 | 233.7016 | 19.0182 | 9.9895 | 0.25647 | 0.016132 | 0.273 | 0.0038634
Service sector | Offices | Offices | 1945 - 1969 | 1.6953 | 1.6953 | 0.2873 | 0.018349 | 0.00036578 | 0.0089614 | 0.0093871 | 0 | 0.016449 | 0.0018991 | 0 | 1.8 | 4.8 | 0.9 | 1.7 | [64 empty] | 231.8374 | 28.0745 | 6.3627 | 243.4292 | 17.6869 | 9.9895 | 0.40381 | 0.0080657 | 0.42961 | 0.0050814
Service sector | Offices | Offices | 1970 - 1979 | 1.0608 | 1.0608 | 0.19443 | 0.011481 | 0.00022888 | 0.0056075 | 0.0058738 | 0 | 0.010293 | 0.0011883 | 0 | 1.3 | 4.05 | 0.8 | 1.4 | [64 empty] | 202.0642 | 28.2148 | 6.3627 | 212.1675 | 17.7754 | 9.9895 | 0.22109 | 0.0054859 | 0.23566 | 0.0034561
Service sector | Offices | Offices | 1980 - 1989 | 3.2121 | 3.2121 | 0.5093 | 0.034766 | 0.00069305 | 0.01698 | 0.017786 | 0 | 0.031167 | 0.0035983 | 0 | 0.8 | 3.3 | 0.4 | 1.1 | [64 empty] | 172.2911 | 28.3552 | 6.3627 | 180.9057 | 17.8638 | 9.9895 | 0.57385 | 0.014441 | 0.61317 | 0.009098
Service sector | Offices | Offices | 1990 - 1999 | 4.1737 | 4.1737 | 0.65005 | 0.045174 | 0.00090053 | 0.022063 | 0.023111 | 0 | 0.040498 | 0.0046755 | 0 | 0.7 | 2.9 | 0.3 | 0.5 | [64 empty] | 182.1147 | 23.8184 | 6.3627 | 191.2205 | 15.0056 | 9.9895 | 0.78665 | 0.015483 | 0.83979 | 0.0097543
Service sector | Offices | Offices | 2000 - 2010 | 3.9754 | 3.9754 | 0.62103 | 0.043028 | 0.00085775 | 0.021015 | 0.022013 | 0 | 0.038575 | 0.0044534 | 0 | 0.4 | 2.3 | 0.2 | 0.3 | [64 empty] | 171.3919 | 21.6747 | 6.3627 | 179.9615 | 13.6551 | 9.9895 | 0.70665 | 0.013461 | 0.75513 | 0.0084802
Service sector | Offices | Offices | Post 2010 | 3.3013 | 3.3013 | 0.54432 | 0.035731 | 0.0007123 | 0.017451 | 0.01828 | 0 | 0.032033 | 0.0036982 | 0 | 0.1 | 1.84 | 0.1 | 0.25 | [64 empty] | 160.669 | 21.4406 | 6.3627 | 168.7025 | 13.5076 | 9.9895 | 0.55142 | 0.011671 | 0.62991 | 0.0073524
Service sector | Trade | Trade |  |  |  |  | 0.17383 | 0.014 | 0.077354 | 0.096475 | 0
Service sector | Trade | Trade | Before 1945 | 0.51552 | 0.51552 | 0.11463 | 0.0055797 | 0.00044938 | 0.002483 | 0.0030967 | 0 | 0.0051612 | 0.00041848 | 0 | 1.9 | 4.8 | 0.8 | 2 | [64 empty] | 307.3885 | 51.5398 | 7.5023 | 322.758 | 32.4701 | 11.7786 | 0.16233 | 0.005908 | 0.17246 | 0.003722
Service sector | Trade | Trade | 1945 - 1969 | 1.4573 | 1.4573 | 0.25247 | 0.015773 | 0.0012704 | 0.0070191 | 0.0087542 | 0 | 0.01459 | 0.001183 | 0 | 1.8 | 4.8 | 0.9 | 1.7 | [64 empty] | 267.1193 | 30.1876 | 7.5023 | 280.4752 | 19.0182 | 11.7786 | 0.40021 | 0.0076216 | 0.42591 | 0.0048016
Service sector | Trade | Trade | 1970 - 1979 | 1.1897 | 1.1897 | 0.2133 | 0.012876 | 0.001037 | 0.0057299 | 0.0071463 | 0 | 0.01191 | 0.00096571 | 0 | 1.3 | 4.05 | 0.8 | 1.4 | [64 empty] | 226.85 | 30.4895 | 7.5023 | 238.1925 | 19.2084 | 11.7786 | 0.2788 | 0.0065033 | 0.29738 | 0.0040971
Service sector | Trade | Trade | 1980 - 1989 | 3.569 | 3.569 | 0.56154 | 0.038629 | 0.0031111 | 0.01719 | 0.021439 | 0 | 0.035731 | 0.0028971 | 0 | 0.8 | 3.3 | 0.4 | 1.1 | [64 empty] | 174.7093 | 32.9286 | 7.5023 | 183.4447 | 20.745 | 11.7786 | 0.6503 | 0.018491 | 0.69674 | 0.011649
Service sector | Trade | Trade | 1990 - 1999 | 4.6297 | 4.6297 | 0.71679 | 0.05011 | 0.0040358 | 0.022299 | 0.027811 | 0 | 0.046352 | 0.0037582 | 0 | 0.7 | 2.9 | 0.3 | 0.5 | [64 empty] | 183.7772 | 35.3678 | 7.5023 | 192.9661 | 22.2817 | 11.7786 | 0.88557 | 0.025351 | 0.94791 | 0.015971
Service sector | Trade | Trade | 2000 - 2010 | 2.9741 | 2.9741 | 0.47448 | 0.03219 | 0.0025926 | 0.014325 | 0.017866 | 0 | 0.029776 | 0.0024143 | 0 | 0.4 | 2.3 | 0.2 | 0.3 | [64 empty] | 174.9435 | 35.7215 | 7.5023 | 183.6907 | 22.5045 | 11.7786 | 0.54262 | 0.016949 | 0.58135 | 0.010678
Service sector | Trade | Trade | Post 2010 | 1.725 | 1.725 | 0.30391 | 0.01867 | 0.0015037 | 0.0083084 | 0.010362 | 0 | 0.01727 | 0.0014003 | 0 | 0.1 | 1.84 | 0.1 | 0.25 | [64 empty] | 166.1098 | 30.1876 | 7.5023 | 174.4153 | 19.0182 | 11.7786 | 0.29948 | 0.0091744 | 0.32118 | 0.0057799
Service sector | Education | Education |  |  |  |  | 0.008 | 0.008 | 0.008 | 0 | 0
Service sector | Education | Education | Before 1945 | 0.69396 | 0.69396 | 0.14075 | 0.00049866 | 0.00049866 | 0.00049866 | 0 | 0 | 0.00046126 | 3.74e-05 | 0 | 1.9 | 4.8 | 0.8 | 2 | [64 empty] | 211.9181 | 51.5398 | 2.754 | 222.514 | 32.4701 | 4.3238 | 0.14897 | 0.0072541 | 0.15742 | 0.0045701
Service sector | Education | Education | 1945 - 1969 | 0.99138 | 0.99138 | 0.18428 | 0.00071238 | 0.00071238 | 0.00071238 | 0 | 0 | 0.00065895 | 5.3428e-05 | 0 | 1.8 | 4.8 | 0.9 | 1.7 | [64 empty] | 173.5909 | 30.1876 | 2.754 | 182.2704 | 19.0182 | 4.3238 | 0.17482 | 0.0055629 | 0.18498 | 0.0035046
Service sector | Education | Education | 1970 - 1979 | 0.7931 | 0.7931 | 0.15526 | 0.0005699 | 0.0005699 | 0.0005699 | 0 | 0 | 0.00052716 | 4.2743e-05 | 0 | 1.3 | 4.05 | 0.8 | 1.4 | [64 empty] | 135.2637 | 32.9045 | 2.754 | 142.0268 | 20.7298 | 4.3238 | 0.10946 | 0.0051087 | 0.11607 | 0.0032185
Service sector | Education | Education | 1980 - 1989 | 2.528 | 2.528 | 0.40918 | 0.0018166 | 0.0018166 | 0.0018166 | 0 | 0 | 0.0016803 | 0.00013624 | 0 | 0.8 | 3.3 | 0.4 | 1.1 | [64 empty] | 96.1203 | 33.2335 | 2.754 | 100.9263 | 20.9371 | 4.3238 | 0.24995 | 0.013599 | 0.26607 | 0.0085671
Service sector | Education | Education | 1990 - 1999 | 3.1922 | 3.1922 | 0.52236 | 0.0022939 | 0.0022939 | 0.0022939 | 0 | 0 | 0.0021218 | 0.00017204 | 0 | 0.7 | 2.9 | 0.3 | 0.5 | [64 empty] | 102.9213 | 28.747 | 2.754 | 108.0673 | 18.1106 | 4.3238 | 0.33734 | 0.015016 | 0.35878 | 0.0094603
Service sector | Education | Education | 2000 - 2010 | 2.1017 | 2.1017 | 0.34679 | 0.0015102 | 0.0015102 | 0.0015102 | 0 | 0 | 0.001397 | 0.00011327 | 0 | 0.4 | 2.3 | 0.2 | 0.3 | [64 empty] | 96.3848 | 24.2605 | 2.754 | 101.204 | 15.2841 | 4.3238 | 0.20836 | 0.0084133 | 0.22179 | 0.0053004
Service sector | Education | Education | Post 2010 | 0.83276 | 0.83276 | 0.16783 | 0.0005984 | 0.0005984 | 0.0005984 | 0 | 0 | 0.00055352 | 4.488e-05 | 0 | 0.1 | 1.84 | 0.1 | 0.25 | [64 empty] | 89.8483 | 22.0959 | 2.754 | 94.3407 | 13.9204 | 4.3238 | 0.077115 | 0.0037084 | 0.082163 | 0.0023363
Service sector | Health | Health |  |  |  |  | 0.01 | 0.01 | 0.005242 | 0.004758 | 0
Service sector | Health | Health | Before 1945 | 0.23793 | 0.23793 | 0.034824 | 0.00078176 | 0.00078176 | 0.0004098 | 0.00037196 | 0 | 0.00072313 | 5.8632e-05 | 0 | 1.9 | 4.8 | 0.8 | 2 | [64 empty] | 188.6437 | 51.5398 | 17.3787 | 198.0759 | 32.4701 | 27.2846 | 11.38 | 0.0017948 | 0.05362 | 0.0011307
Service sector | Health | Health | 1945 - 1969 | 0.16853 | 0.16853 | 0.063844 | 0.00055375 | 0.00055375 | 0.00029027 | 0.00026347 | 0 | 0.00051221 | 4.1531e-05 | 0 | 1.8 | 4.8 | 0.9 | 1.7 | [64 empty] | 152.1905 | 30.1876 | 17.3787 | 159.8 | 19.0182 | 27.2846 | 11.38 | 0.0019273 | 0.03153 | 0.0012142
Service sector | Health | Health | 1970 - 1979 | 0.10905 | 0.10905 | 0.055138 | 0.00035831 | 0.00035831 | 0.00018782 | 0.00017048 | 0 | 0.00033143 | 2.6873e-05 | 0 | 1.3 | 4.05 | 0.8 | 1.4 | [64 empty] | 143.5759 | 28.0745 | 17.3787 | 150.7547 | 17.6869 | 27.2846 | 11.38 | 0.001548 | 0.019415 | 0.00097522
Service sector | Health | Health | 1980 - 1989 | 0.73362 | 0.73362 | 0.14655 | 0.0024104 | 0.0024104 | 0.0012635 | 0.0011469 | 0 | 0.0022296 | 0.00018078 | 0 | 0.8 | 3.3 | 0.4 | 1.1 | [64 empty] | 134.9614 | 28.3552 | 17.3787 | 141.7095 | 17.8638 | 27.2846 | 11.38 | 0.0041555 | 0.12398 | 0.002618
Service sector | Health | Health | 1990 - 1999 | 0.98146 | 0.98146 | 0.18283 | 0.0032248 | 0.0032248 | 0.0016904 | 0.0015343 | 0 | 0.0029829 | 0.00024186 | 0 | 0.7 | 2.9 | 0.3 | 0.5 | [64 empty] | 140.0999 | 25.0944 | 17.3787 | 147.1049 | 15.8095 | 27.2846 | 0.15456 | 0.0045879 | 0.17116 | 0.0028904
Service sector | Health | Health | 2000 - 2010 | 0.575 | 0.575 | 0.12334 | 0.0018893 | 0.0018893 | 0.00099035 | 0.00089891 | 0 | 0.0017476 | 0.00014169 | 0 | 0.4 | 2.3 | 0.2 | 0.3 | [64 empty] | 137.4475 | 21.8335 | 17.3787 | 144.3199 | 13.7551 | 27.2846 | 0.089025 | 0.0026928 | 0.098672 | 0.0016965
Service sector | Health | Health | Post 2010 | 0.23793 | 0.23793 | 0.036288 | 0.00078176 | 0.00078176 | 0.0004098 | 0.00037196 | 0 | 0.00072313 | 5.8632e-05 | 0 | 0.1 | 1.84 | 0.1 | 0.25 | [64 empty] | 134.7951 | 11.6922 | 17.3787 | 141.5349 | 7.3661 | 27.2846 | 0.036207 | 0.00042429 | 0.040167 | 0.0002673
Service sector | Hotels and Restaurants | Hotels and Restaurants |  |  |  |  | 0.01 | 0.01 | 0.004783 | 0.005217 | 0
Service sector | Hotels and Restaurants | Hotels and Restaurants | Before 1945 | 0.42629 | 0.42629 | 0.10157 | 0.00071429 | 0.00071429 | 0.00034164 | 0.00037264 | 0 | 0.00066071 | 5.3571e-05 | 0 | 1.9 | 4.8 | 0.8 | 2 | [64 empty] | 167.6362 | 51.5398 | 6.7017 | 176.0181 | 32.4701 | 10.5217 | 0.074319 | 0.0052349 | 0.07952 | 0.003298
Service sector | Hotels and Restaurants | Hotels and Restaurants | 1945 - 1969 | 0.5056 | 0.5056 | 0.11318 | 0.00084718 | 0.00084718 | 0.0004052 | 0.00044197 | 0 | 0.00078364 | 6.3538e-05 | 0 | 1.8 | 4.8 | 0.9 | 1.7 | [64 empty] | 195.7167 | 30.1876 | 8.6419 | 205.5025 | 19.0182 | 13.5678 | 0.10332 | 0.0034166 | 0.11076 | 0.0021524
Service sector | Hotels and Restaurants | Hotels and Restaurants | 1970 - 1979 | 0.38664 | 0.38664 | 0.095766 | 0.00064784 | 0.00064784 | 0.00030986 | 0.00033798 | 0 | 0.00059925 | 4.8588e-05 | 0 | 1.3 | 4.05 | 0.8 | 1.4 | [64 empty] | 170.6287 | 29.282 | 8.6419 | 179.1601 | 18.4476 | 13.5678 | 0.069312 | 0.0028042 | 0.074516 | 0.0017667
Service sector | Hotels and Restaurants | Hotels and Restaurants | 1980 - 1989 | 1.4375 | 1.4375 | 0.24957 | 0.0024086 | 0.0024086 | 0.0011521 | 0.0012566 | 0 | 0.002228 | 0.00018065 | 0 | 0.8 | 3.3 | 0.4 | 1.1 | [64 empty] | 145.5407 | 29.4284 | 8.6419 | 152.8177 | 18.5399 | 13.5678 | 0.22164 | 0.0073445 | 0.23918 | 0.004627
Service sector | Hotels and Restaurants | Hotels and Restaurants | 1990 - 1999 | 1.9134 | 1.9134 | 0.31922 | 0.003206 | 0.003206 | 0.0015334 | 0.0016726 | 0 | 0.0029655 | 0.00024045 | 0 | 0.7 | 2.9 | 0.3 | 0.5 | [64 empty] | 156.1199 | 29.5748 | 8.6419 | 163.9259 | 18.6321 | 13.5678 | 0.31525 | 0.0094409 | 0.33961 | 0.0059477
Service sector | Hotels and Restaurants | Hotels and Restaurants | 2000 - 2010 | 1.1797 | 1.1797 | 0.21185 | 0.0019767 | 0.0019767 | 0.00094548 | 0.0010313 | 0 | 0.0018285 | 0.00014826 | 0 | 0.4 | 2.3 | 0.2 | 0.3 | [64 empty] | 147.2031 | 22.7726 | 8.6419 | 154.5633 | 14.3467 | 13.5678 | 0.18386 | 0.0048243 | 0.19835 | 0.0030393
Service sector | Hotels and Restaurants | Hotels and Restaurants | Post 2010 | 0.11897 | 0.11897 | 0.058968 | 0.00019934 | 0.00019934 | 9.5342e-05 | 0.00010399 | 0 | 0.00018439 | 1.495e-05 | 0 | 0.1 | 1.84 | 0.1 | 0.25 | [64 empty] | 138.2863 | 21.4847 | 8.6419 | 145.2006 | 13.5354 | 13.5678 | 0.017479 | 0.0012669 | 0.018888 | 0.00079815
Service sector | Other non-residential buildings | Other non-residential buildings |  |  |  |  | 0.024 | 0.024 | 0.0096 | 0.0144 | 0
Service sector | Other non-residential buildings | Other non-residential buildings | Before 1945 | 0.42629 | 0.42629 | 0.10157 | 0.0014393 | 0.0014393 | 0.00057573 | 0.0008636 | 0 | 0.0013314 | 0.00010795 | 0 | 1.9 | 4.8 | 0.8 | 2 | [64 empty] | 167.6362 | 51.5398 | 6.7017 | 176.0181 | 32.4701 | 10.5217 | 0.074319 | 0.0052349 | 0.07952 | 0.003298
Service sector | Other non-residential buildings | Other non-residential buildings | 1945 - 1969 | 0.54526 | 0.54526 | 0.11898 | 0.001841 | 0.001841 | 0.0007364 | 0.0011046 | 0 | 0.0017029 | 0.00013808 | 0 | 1.8 | 4.8 | 0.9 | 1.7 | [64 empty] | 159.7622 | 40.8637 | 6.3627 | 167.7504 | 25.7441 | 9.9895 | 0.090581 | 0.004862 | 0.096914 | 0.0030631
Service sector | Other non-residential buildings | Other non-residential buildings | 1970 - 1979 | 0.41638 | 0.41638 | 0.10012 | 0.0014059 | 0.0014059 | 0.00056234 | 0.00084351 | 0 | 0.0013004 | 0.00010544 | 0 | 1.3 | 4.05 | 0.8 | 1.4 | [64 empty] | 151.8882 | 30.1876 | 6.3627 | 159.4826 | 19.0182 | 9.9895 | 0.065892 | 0.0030224 | 0.070564 | 0.0019041
Service sector | Other non-residential buildings | Other non-residential buildings | 1980 - 1989 | 1.5366 | 1.5366 | 0.26408 | 0.0051883 | 0.0051883 | 0.0020753 | 0.003113 | 0 | 0.0047992 | 0.00038912 | 0 | 0.8 | 3.3 | 0.4 | 1.1 | [64 empty] | 119.5459 | 34.7157 | 6.3627 | 125.5232 | 21.8709 | 9.9895 | 0.19348 | 0.0091678 | 0.20823 | 0.0057757
Service sector | Other non-residential buildings | Other non-residential buildings | 1990 - 1999 | 2.0422 | 2.0422 | 0.33808 | 0.0068954 | 0.0068954 | 0.0027582 | 0.0041372 | 0 | 0.0063782 | 0.00051715 | 0 | 0.7 | 2.9 | 0.3 | 0.5 | [64 empty] | 121.5106 | 36.1044 | 6.3627 | 127.5861 | 22.7458 | 9.9895 | 0.26115 | 0.012206 | 0.28096 | 0.00769
Service sector | Other non-residential buildings | Other non-residential buildings | 2000 - 2010 | 1.259 | 1.259 | 0.22345 | 0.004251 | 0.004251 | 0.0017004 | 0.0025506 | 0 | 0.0039322 | 0.00031883 | 0 | 0.4 | 2.3 | 0.2 | 0.3 | [64 empty] | 115.4728 | 33.146 | 6.3627 | 121.2465 | 20.882 | 9.9895 | 0.1534 | 0.0074066 | 0.16523 | 0.0046662
Service sector | Other non-residential buildings | Other non-residential buildings | Post 2010 | 0.88232 | 0.88232 | 0.16832 | 0.0029791 | 0.0029791 | 0.0011916 | 0.0017874 | 0 | 0.0027556 | 0.00022343 | 2.1684e-19 | 0.1 | 1.84 | 0.1 | 0.25 | [64 empty] | 109.4351 | 30.1876 | 6.3627 | 114.9068 | 19.0182 | 9.9895 | 0.10217 | 0.0050811 | 0.1102 | 0.0032011
0.024
34.29%
Estimated
Note on U2: TABULA, TABULA WebTool, 2017 http://webtool.building-typology.eu/#bm
Note on AF2: TABULA, TABULA WebTool, 2017 http://webtool.building-typology.eu/#bm
Note on AN2: TABULA, TABULA WebTool, 2017 http://webtool.building-typology.eu/#bm
Note on AU2: TABULA, TABULA WebTool, 2017 http://webtool.building-typology.eu/#bm
Note on BD2: SPezzutto: TABULA, TABULA WebTool, 2017 http://webtool.building-typology.eu/#bm
Note on BR2: SPezzutto: TABULA, TABULA WebTool, 2017 http://webtool.building-typology.eu/#bm
Note on BT2: SPezzutto: TABULA, TABULA WebTool, 2017 http://webtool.building-typology.eu/#bm
Following information have been retrieved by experts questioning and relate to Central Europe (Austria, Belgium, Germany, Netherland, Luxembourg, France, UK and Ireland).
OFFICES
Construction materials:
Walls: in the majority of the cases CONCRETE was used and INSULATION is present in the majority of cases as well.
Windows: in the majority of the cases ALUMINIUM was used. LOW-EMITTANCE GLASS is present only in few cases.
Roofs: in the majority of the cases CONCRETE was used and INSULATION is most times present.
Floors: in the majority of the cases CONCRETE was used and INSULATION is present in the majority of cases as well.
Construction methodologies:
Walls: the most common methodology is SOLID WALL.
Windows: DOUBLE GLAZING is the most common.
Roofs: FLAT ROOF is the most common.
Floors: CONCRETE SLAB is the most common.
TRADE
Construction materials:
Walls: in the majority of the cases CONCRETE or BRICKS were used and INSULATION is present in the majority of cases as well.
Windows: in the majority of the cases ALUMINIUM and SYNTETIC/PVC were used. LOW-EMITTANCE GLASS is present only in few cases.
Roofs: in the majority of the cases CONCRETE and BRICKS were used and INSULATION is most times present.
Floors: in the majority of the cases CONCRETE was used and INSULATION is present in the majority of cases as well.
Construction methodologies:
Walls: the most common methodology is SOLID WALL.
Windows: DOUBLE GLAZING is the most common.
Roofs: FLAT ROOF is the most common.
Floors: CONCRETE SLAB is the most common.
EDUCATION
Construction materials:
Walls: in the majority of the cases CONCRETE was used and INSULATION is present in the majority of cases as well.
Windows: in the majority of the cases ALUMINIUM and SYNTETIC/PVC were used. LOW-EMITTANCE GLASS is present only in few cases.
Roofs: in the majority of the cases CONCRETE and BRICKS were used and INSULATION is most times present.
Floors: in the majority of the cases CONCRETE was used and INSULATION is present in the majority of cases as well.
Constrcuction methodologies:
Walls: the most common methodology is SOLID WALL.
Windows: DOUBLE GLAZING is the most common.
Roofs: FLAT ROOF is the most common.
Floors: CONCRETE SLAB is the most common.
HEALTH
Construction materials:
Walls: in the majority of the cases CONCRETE was used and INSULATION is present in the majority of cases as well.
Windows: in the majority of the cases ALUMINIUM and SYNTETIC/PVC were used. LOW-EMITTANCE GLASS is present only in few cases.
Roofs: in the majority of the cases CONCRETE was used and INSULATION is most times present.
Floors: in the majority of the cases CONCRETE was used and INSULATION is present in the majority of cases as well.
Construction methodologies:
Walls: the most common methodology is SOLID WALL.
Windows: DOUBLE GLAZING is the most common.
Roofs: FLAT ROOF is the most common.
Floors: CONCRETE SLAB is the most common.
HOTELS AND RESTAURANTS
Construction materials:
Walls: in the majority of the cases CONCRETE or BRICKS were used and INSULATION is present in the majority of cases as well.
Windows: in the majority of the cases ALUMINIUM and SYNTETIC/PVC were used. LOW-EMITTANCE GLASS is present only in few cases.
Roofs: in the majority of the cases CONCRETE and BRICKS were used and INSULATION is most times present.
Floors: in the majority of the cases CONCRETE was used and INSULATION is present in the majority of cases as well.
Construction methodologies:
Walls: the most common methodology is SOLID WALL.
Windows: DOUBLE GLAZING is the most common.
Roofs: FLAT ROOF is the most common.
Floors: CONCRETE SLAB is the most common.
OTHER NON RESIDENTIAL BUILDINGS
Construction materials:
Walls: in the majority of the cases CONCRETE was used and INSULATION is present in the majority of cases as well.
Windows: in the majority of the cases ALUMINIUM and SYNTETIC/PVC were used. LOW-EMITTANCE GLASS is present only in few cases.
Roofs: in the majority of the cases CONCRETE and BRICKS were used and INSULATION is most times present.
Floors: in the majority of the cases CONCRETE was used and INSULATION is present in the majority of cases as well.
Construction methodologies:
Walls: the most common methodology is SOLID WALL.
Windows: DOUBLE GLAZING is the most common.
Roofs: FLAT ROOF is the most common.
Floors: CONCRETE SLAB is the most common.
Following information have been retrieved by experts questioning and relate to Central Europe (Austria, Belgium, Germany, Netherlands, Luxembourg, France, UK and Ireland).
OFFICES
Space heating:
The most common technologies are:
- condensing boiler, central, gas
- heat pumps, electricity.
Space cooling:
Not present in most of the cases.
DHW:
The most common thechnology is condensing boiler, central, gas.
TRADE
Space heating:
The most common technologies are:
- condensing boiler, central, gas
- heat pumps, electricity.
Space cooling:
Not present in most of the cases.
DHW:
The most common thechnology is condensing boiler, central, gas.
EDUCATION
Space heating:
The most common technologies are:
- the condensing boiler, central, gas
- heat pumps, electricity.
Space cooling:
Not present in most of the cases.
DHW:
The most common thechnology is condensing boiler, central, gas.
HEALTH
Space heating:
The most common technologies are:
- condensing boiler, central, gas
- heat pumps, electricity.
Space cooling:
Present in most of the cases.
DHW:
The most common thechnology is condensing boiler, central, gas.
HOTELS AND RESTAURANTS
Space heating:
The most common technologies are:
- condensing boiler, central, gas
- heat pumps, electricity.
Space cooling:
Not present in most of the cases.
DHW:
The most common thechnology is condensing boiler, central, gas.
OTHER NON RESIDENTIAL BUILDINGS
Space heating:
The most common technologies are:
- condensing boiler, central, gas
- heat pumps, electricity.
Space cooling:
Not present in most of the cases.
DHW:
The most common thechnology is condensing boiler, central, gas.

## Italy
[19 empty] | WALLS | [10 empty] | WINDOWS | [7 empty] | ROOF | [6 empty] | FLOOR | [8 empty] | SPACE HEATING | [13 empty] | SPACE COOLING |  | DHW
|  |  |  | Area |  |  |  |  | Tenure/ownership status and distribution |  |  | Occupancy |  |  | Construction features (U-values) |  |  |  | construction material |  |  |  | construction methodology | [6 empty] | construction material |  |  | construction methodology |  |  |  |  | construction material | [6 empty] | construction material |  |  |  | construction methodology |  |  |  |  | individual | central | district heating | boiler |  | combined | stove | electric heating | heat pump | fossil fuels |  |  | electricity | biomass | no space cooling | space cooling | individual | central | district heating | boiler |  | Combined | Solar collectors | heat pump | fossil fuels |  |  | electricity | biomass | Useful energy demand |  |  | Final energy consumption |  |  | Total useful energy demand |  | Total final energy consumption
Sector | Subsector | Building type | Buidling age class | Covered area: constructed [Mm²] | Covered area: heated [Mm²] | Covered area: cooled [Mm²] | Number of dwellings/units [Mil.] | Number of buildings [Mil.] | Owner occupied - dwellings/units [Mil.] | Private rented - dwellings/units [Mil.] | Social housing - dwellings/units [Mil.] | Occupied [Mil.] | Vacant [Mil.] | Secondary dwellings/ units and others [Mil.] | Walls | Windows | Roof | Floor | brick | concrete | wood | other | solid wall |  | cavity wall |  | honeycomb bricks / hollow blocks wall |  | other | wood | synthetic / pvc | aluminium | single glazing | double glazing |  | triple glazing |  | wood | concrete | concrete + bricks | tilted roof |  | flat roof |  | wood | concrete | concrete + bricks | other | concrete slab |  | wooden floor (rafters + boards) |  | other |  |  |  | non-condensing | condensing |  |  |  |  | solid | liquid | gas | [7 empty] | non-condensing | condensing |  |  |  | solid | liquid | gas |  |  | Space heating [kWh/m² year] | Space cooling [kWh/m² year] | Domestic hot water [kWh/m² year] | Space heating [kWh/m² year] | Space cooling [kWh/m² year] | Domestic hot water [kWh/m² year] | Space heating+Domestic hot water [TWh/year] | Space cooling [TWh/year] | Space heating+Domestic hot water [TWh/year] | Space cooling [TWh/year]
|  |  |  | 60.5606 | [19 empty] | insulation |  | insulation |  | insulation | [6 empty] | low-e |  | low-e |  |  |  |  | insulation |  | insulation | [5 empty] | insulation |  | insulation
Residential sector | Total | Total |  | 2546.9658 |  |  | 42.0565 | 11.41 | 30.7433 | 6.0141 | 5.2991 | 32.1299 | 8.2905 | 1.6361
Residential sector | Total | Total | Before 1945 | 405.6059 | 260.9061 | 34.5737 | 7.6659 | 2.41 | 5.6038 | 1.0962 | 0.9659 | 5.9673 | 1.4047 | 0.29388 | 1.2869 | 4.9715 | 1.5266 | 1.3459 | 81.7% |  |  | 18.3% | 100% | [6 empty] | 50% |  | 50% | 100% |  |  |  |  | 73.19% | 26.81% |  | 73.19% |  | 26.81% |  |  |  | 100% |  | 100% | [5 empty] | Most widespread technology |  | Widespread technology |  | Widespread technology | [5 empty] | Most widespread fuel |  |  | Most widespread technology |  | Widespread technology | Widespread technology |  | Widespread technology |  | Widespread technology |  |  |  |  | Most widespread fuel |  |  | 129.7652 | 50.2118 | 19.6972 | 140.6914 | 47.8217 | 24.6215 | 41.8558 | 1.736 | 46.6939 | 1.6534 | 405.6059 | 27.21% | 45.98% | 26.81% | 100% |  | 8.086% | 3.585% | 14.9% | 15.84%
Residential sector | Total | Total | 1945 - 1969 | 386.5008 | 248.6196 | 27.8916 | 6.8209 | 1.84 | 4.9861 | 0.9754 | 0.85944 | 5.2559 | 1.3014 | 0.26357 | 1.3712 | 4.4875 | 1.3597 | 1.0651 | 100% |  |  |  | 78.47% |  |  |  | 21.53% |  |  | 100% |  |  | 100% | [5 empty] | 21.53% | 78.47% | 78.47% |  | 21.53% |  |  |  | 100% |  | 100% | [5 empty] | Most widespread technology |  | Less widespread technology |  | Most widespread technology | [5 empty] | Most widespread fuel |  |  | Most widespread technology |  | Widespread technology | Widespread technology |  | Most widespread technology |  | Widespread technology |  |  |  |  | Most widespread fuel |  |  | 144.9747 | 48.5151 | 19.8454 | 157.1816 | 46.2058 | 24.8067 | 43.7138 | 1.3532 | 48.6662 | 1.2888 | 386.5008 | 23.61% | 54.86% | 21.53% | 100% |  | 8.229% | 3.583% | 14.9% | 10.34%
Residential sector | Total | Total | 1970 - 1979 | 394.7441 | 253.9208 | 28.4865 | 6.8881 | 1.73 | 5.0352 | 0.985 | 0.8679 | 5.3317 | 1.2911 | 0.26532 | 1.1674 | 4.053 | 1.2025 | 1.2925 | 100% | [7 empty] | 100% |  |  | 100% |  |  | 74.8% | 25.2% |  |  |  |  | 20.69% | 79.31% | 79.31% |  | 20.69% |  |  |  | 100% |  | 100% | [5 empty] | Most widespread technology |  | Less widespread technology |  | Most widespread technology | [5 empty] | Most widespread fuel |  |  | Most widespread technology |  | Widespread technology | Widespread technology |  | Most widespread technology |  | Widespread technology |  |  |  |  | Most widespread fuel |  |  | 137.534 | 49.03 | 19.7797 | 149.1144 | 46.6961 | 24.7246 | 42.7307 | 1.3967 | 47.6231 | 1.3302 | 394.7441 | 25.2% | 54.11% | 20.69% | 100% |  | 11.13% | 5.709% | 15.76% | 11.86%
Residential sector | Total | Total | 1980 - 1989 | 369.0519 | 237.3982 | 26.6325 | 6.0277 | 1.65 | 4.4063 | 0.86197 | 0.75949 | 4.5999 | 1.1932 | 0.2347 | 0.78561 | 3.52 | 0.90997 | 0.90086 | 92.01% | 7.989% |  |  | 7.989% | 15.98% |  |  | 92.01% | 100% |  | 20% |  | 80% |  | 100% |  |  |  |  | 15.98% | 84.02% | 84.02% | 84.02% | 15.98% | 15.98% |  |  | 100% |  | 100% | 100% |  |  |  |  | Most widespread technology |  | Less widespread technology |  | Most widespread technology | [5 empty] | Most widespread fuel |  |  | Most widespread technology |  | Widespread technology | Widespread technology |  | Most widespread technology |  | Less widespread technology |  |  |  |  | Most widespread fuel |  |  | 128.2642 | 50.5047 | 19.9941 | 139.064 | 48.1007 | 24.9926 | 37.8285 | 1.3451 | 42.2371 | 1.281 | 369.0519 | 20% | 64.03% | 15.98% | 100% |  | 11.45% | 4.783% | 19.13% | 10.9%
Residential sector | Total | Total | 1990 - 1999 | 344.4847 | 221.599 | 24.8596 | 5.1186 | 1.28 | 3.7417 | 0.73195 | 0.64494 | 3.8459 | 1.071 | 0.20165 | 0.59 | 2.9296 | 0.57 | 0.63 | 95.12% | 4.877% |  |  | 4.877% | 9.753% |  |  | 95.12% | 100% |  | 90.25% |  | 9.753% |  | 100% | 85.71% |  |  |  | 9.753% | 90.25% | 90.25% | 90.25% | 9.753% | 9.753% |  |  | 100% |  | 100% | 100% |  |  |  |  | Most widespread technology |  | Less widespread technology |  | Most widespread technology | [5 empty] | Most widespread fuel |  |  | Most widespread technology |  | Widespread technology | Widespread technology |  | Most widespread technology |  | Less widespread technology |  |  |  |  | Most widespread fuel |  |  | 98.8152 | 48.6797 | 20.229 | 107.1354 | 46.3625 | 25.2863 | 28.8659 | 1.2102 | 32.4518 | 1.1526 | 344.4847 | 14.29% | 75.96% | 9.753% | 100% |  | 11.9% | 3.887% | 20.76% | 8.098%
Residential sector | Total | Total | 2000 - 2010 | 338.9913 | 218.0662 | 24.4631 | 5.0082 | 1.27 | 3.661 | 0.71617 | 0.63103 | 3.7477 | 1.0627 | 0.19787 | 0.46 | 2.5632 | 0.42 | 0.46258 | 95.3% | 4.697% |  |  | 4.697% | 9.395% |  |  | 95.3% | 100% |  | 90.61% |  | 9.395% |  | 100% | 87.1% |  |  |  | 9.395% | 90.61% | 90.61% | 90.61% | 9.395% | 9.395% |  |  | 100% |  | 100% | 100% |  |  |  |  | Most widespread technology |  | Less widespread technology |  | Most widespread technology | [5 empty] | Most widespread fuel |  |  | Most widespread technology |  | Widespread technology | Widespread technology |  | Most widespread technology | Less widespread technology | Less widespread technology | Less widespread technology |  |  |  | Most widespread fuel |  |  | 83.8955 | 41.8405 | 20.2862 | 90.9595 | 39.8489 | 25.3578 | 25.1716 | 1.0235 | 28.4313 | 0.97483 | 338.9913 | 12.9% | 77.7% | 9.395% | 100% |  | 10.24% | 2.723% | 21.55% | 6.781%
Residential sector | Total | Total | Post 2010 | 307.587 | 197.8701 | 23.1327 | 4.5271 | 1.23 | 3.3093 | 0.64737 | 0.57041 | 3.3816 | 0.96641 | 0.17909 | 0.34 | 2.2 | 0.28 | 0.30369 | 90.84% | 9.159% |  |  | 4.58% | 9.159% |  |  | 95.42% | 100% |  | 100% |  |  |  | 100% | 100% |  |  |  | 9.159% | 90.84% | 90.84% | 90.84% | 9.159% | 9.159% |  |  | 100% |  | 100% | 100% |  |  |  |  | Most widespread technology |  | Less widespread technology |  | Most widespread technology | [5 empty] | Most widespread fuel |  |  | Most widespread technology |  | Widespread technology | Widespread technology |  | Most widespread technology | Less widespread technology | Less widespread technology | Less widespread technology |  |  |  | Most widespread fuel |  |  | 79.3485 | 39.9259 | 20.3115 | 86.0296 | 38.0254 | 25.3893 | 21.9482 | 0.92359 | 24.8221 | 0.87963 | 307.587 | 12.29% | 78.55% | 9.159% | 100% |  | 13.03% | 4.078% | 21.32% | 13.33%
Residential sector | Single family- Terraced houses | Single family- Terraced houses |  |  |  |  | 7.8396 | 3.29 | 5.7307 | 1.1211 | 0.98778
Residential sector | Single family- Terraced houses | Single family- Terraced houses | Before 1945 | 110.3494 | 70.986 | 13.2666 | 1.892 | 1.1 | 1.383 | 0.27056 | 0.23839 | 1.8127 | 0.01892 | 0.060385 | 1.655 | 4.9 | 1.7367 | 1.845 | 75% |  |  | 25% | 100% | [6 empty] | 50% |  | 50% | 100% |  |  |  |  | 100% |  |  | 100% | [5 empty] | 100% |  | 100% | [5 empty] | Most widespread technology |  |  |  | Most widespread technology | [5 empty] | Most widespread fuel |  |  | Most widespread technology |  |  | Most widespread technology |  |  |  | Most widespread technology |  |  |  |  | Most widespread fuel |  |  | 147.349 | 42.7058 | 16.6997 | 159.7558 | 40.673 | 20.8747 | 12.3125 | 0.56656 | 13.6439 | 0.53959
Residential sector | Single family- Terraced houses | Single family- Terraced houses | 1945 - 1969 | 91.2443 | 58.6995 | 6.5846 | 1.4591 | 0.54 | 1.0666 | 0.20865 | 0.18384 | 1.3979 | 0.014591 | 0.046568 | 1.32 | 3.85 | 2.2 | 1.47 | 100% |  |  |  | 100% | [6 empty] | 100% |  |  | 100% | [6 empty] | 100% | 100% | [5 empty] | 100% |  | 100% | [5 empty] | Most widespread technology |  |  |  | Most widespread technology | [5 empty] | Most widespread fuel |  |  | Most widespread technology |  |  | Most widespread technology |  |  |  | Most widespread technology |  |  |  |  | Most widespread fuel |  |  | 205.9987 | 44.0232 | 16.6997 | 223.3438 | 41.9277 | 20.8747 | 13.6158 | 0.28987 | 15.0149 | 0.27608
Residential sector | Single family- Terraced houses | Single family- Terraced houses | 1970 - 1979 | 99.4875 | 64.0007 | 7.1795 | 1.5741 | 0.58 | 1.1507 | 0.22509 | 0.19834 | 1.5081 | 0.015741 | 0.050239 | 1.26 | 3.32 | 2.03 | 2 | 100% | [7 empty] | 100% |  |  | 100% |  |  |  | 100% | [5 empty] | 100% | 100% | [5 empty] | 100% |  | 100% | [5 empty] | Most widespread technology |  |  |  | Most widespread technology | [5 empty] | Most widespread fuel |  |  | Most widespread technology |  |  | Most widespread technology |  |  |  | Most widespread technology |  |  |  |  | Most widespread fuel |  |  | 185.8288 | 43.8435 | 16.6997 | 201.4756 | 41.7566 | 20.8747 | 13.5546 | 0.31477 | 14.9714 | 0.29979
Residential sector | Single family- Terraced houses | Single family- Terraced houses | 1980 - 1989 | 73.7954 | 47.4781 | 5.3254 | 1.1021 | 0.41 | 0.80563 | 0.1576 | 0.13886 | 1.0559 | 0.011021 | 0.035174 | 0.76 | 2.8 | 1.55 | 0.76 | 100% | [7 empty] | 100% | 100% |  | 100% |  |  |  | 100% | [5 empty] | 100% | 100% | 100% |  |  |  |  | 100% |  | 100% | 100% |  |  |  |  | Most widespread technology |  |  |  | Most widespread technology | [5 empty] | Most widespread fuel |  |  | Most widespread technology |  |  | Most widespread technology |  |  |  | Most widespread technology |  |  |  |  | Most widespread fuel |  |  | 165.9488 | 46.0591 | 16.6997 | 179.9216 | 43.8667 | 20.8747 | 9.1113 | 0.24528 | 10.0828 | 0.23361
Residential sector | Single family- Terraced houses | Single family- Terraced houses | 1990 - 1999 | 49.2282 | 31.6789 | 3.5525 | 0.68449 | 0.25 | 0.50036 | 0.097882 | 0.086245 | 0.6558 | 0.0068449 | 0.021846 | 0.59 | 2.5 | 0.57 | 0.63 | 100% | [7 empty] | 100% | 100% |  | 100% |  |  |  | 100% | [5 empty] | 100% | 100% | 100% |  |  |  |  | 100% |  | 100% | 100% |  |  |  |  | Most widespread technology |  |  |  | Most widespread technology | [5 empty] | Most widespread fuel |  |  | Most widespread technology |  |  | Most widespread technology |  |  |  | Most widespread technology |  |  |  |  | Most widespread fuel |  |  | 129.3531 | 41.8436 | 16.6997 | 140.2446 | 39.8518 | 20.8747 | 4.9199 | 0.14865 | 5.4704 | 0.14157
Residential sector | Single family- Terraced houses | Single family- Terraced houses | 2000 - 2010 | 43.7348 | 28.1461 | 3.1561 | 0.6057 | 0.22 | 0.44277 | 0.086615 | 0.076318 | 0.58031 | 0.006057 | 0.019332 | 0.46 | 2.35 | 0.42 | 0.48 | 100% | [7 empty] | 100% | 100% |  | 100% |  |  |  | 100% | [5 empty] | 100% | 100% | 100% |  |  |  |  | 100% |  | 100% | 100% |  |  |  |  | Most widespread technology |  |  |  | Most widespread technology | [5 empty] | Most widespread fuel |  |  | Most widespread technology |  |  | Most widespread technology |  |  |  | Most widespread technology |  |  |  |  | Most widespread fuel |  |  | 118.6522 | 41.8196 | 16.6997 | 128.6427 | 39.829 | 20.8747 | 4.07 | 0.13199 | 4.5337 | 0.1257
Residential sector | Single family- Terraced houses | Single family- Terraced houses | Post 2010 | 37.7976 | 24.328 | 2.7276 | 0.52212 | 0.19 | 0.38167 | 0.074663 | 0.065787 | 0.50023 | 0.0052212 | 0.016664 | 0.34 | 2.2 | 0.28 | 0.33 | 100% | [7 empty] | 100% | 100% |  | 100% |  |  |  | 100% | 100% |  |  |  |  | 100% | 100% | 100% |  |  |  |  | 100% |  | 100% | 100% |  |  |  |  | Most widespread technology |  |  |  | Most widespread technology | [5 empty] | Most widespread fuel |  |  | Most widespread technology |  |  | Most widespread technology |  |  |  | Widespread technology | Widespread technology |  |  |  | Most widespread fuel |  |  | 107.9512 | 41.7957 | 16.6997 | 117.0407 | 39.8062 | 20.8747 | 3.2574 | 0.114 | 3.6264 | 0.10858
Residential sector | Multifamily houses | Multifamily houses |  |  |  |  | 24.1204 | 6.13 | 17.632 | 3.4492 | 3.0392 | 10.9226
Residential sector | Multifamily houses | Multifamily houses | Before 1945 | 186.5008 | 119.959 | 13.4587 | 3.1977 | 0.8 | 2.3375 | 0.45726 | 0.4029 | 2.3003 | 0.76744 | 0.12991 | 1.18 | 4.9 | 1.4333 | 1.1667 | 75% |  |  | 25% | 100% | [6 empty] | 50% |  | 50% | 100% |  |  |  |  | 100% |  |  | 100% | [5 empty] | 100% |  | 100% | [5 empty] | Most widespread technology |  |  |  | Most widespread technology | [5 empty] | Most widespread fuel |  |  | Most widespread technology |  | Widespread technology | Widespread technology |  | Most widespread technology | [6 empty] | Most widespread fuel |  |  | 123.1934 | 53.017 | 20.8175 | 133.5663 | 50.4934 | 26.0218 | 18.6606 | 0.71354 | 20.8756 | 0.67958
Residential sector | Multifamily houses | Multifamily houses | 1945 - 1969 | 212.0492 | 136.3892 | 15.3024 | 3.3908 | 0.9 | 2.4787 | 0.48489 | 0.42725 | 2.4393 | 0.8138 | 0.13776 | 1.48 | 4.6 | 1.1 | 0.94 | 100% |  |  |  | 100% | [6 empty] | 100% |  |  | 100% | [6 empty] | 100% | 100% | [5 empty] | 100% |  | 100% | [5 empty] | Most widespread technology |  |  |  | Most widespread technology | [5 empty] | Most widespread fuel |  |  | Most widespread technology |  | Widespread technology | Widespread technology |  | Most widespread technology | [6 empty] | Most widespread fuel |  |  | 126.1162 | 49.9033 | 20.8175 | 136.7352 | 47.5279 | 26.0218 | 21.6152 | 0.76364 | 24.1671 | 0.72729
Residential sector | Multifamily houses | Multifamily houses | 1970 - 1979 | 213.5804 | 137.3739 | 15.4129 | 3.3793 | 0.82 | 2.4702 | 0.48323 | 0.42579 | 2.431 | 0.81102 | 0.13729 | 1.15 | 4.3 | 0.925 | 0.96 | 100% | [7 empty] | 100% |  |  | 100% |  |  | 100% | [6 empty] | 100% | 100% | [5 empty] | 100% |  | 100% | [5 empty] | Most widespread technology |  |  |  | Most widespread technology | [5 empty] | Most widespread fuel |  |  | Most widespread technology |  | Widespread technology | Widespread technology |  | Most widespread technology | [6 empty] | Most widespread fuel |  |  | 121.261 | 50.7775 | 20.8175 | 131.4711 | 48.3605 | 26.0218 | 21.1043 | 0.78263 | 23.6185 | 0.74538
Residential sector | Multifamily houses | Multifamily houses | 1980 - 1989 | 236.2915 | 151.9794 | 17.0519 | 3.5289 | 0.9 | 2.5796 | 0.50463 | 0.44464 | 2.5386 | 0.84693 | 0.14336 | 0.8 | 3.7 | 0.75 | 0.98 | 100% | [7 empty] | 100% | 100% |  |  |  | 100% |  | 100% | [5 empty] | 100% | 100% | 100% |  |  |  |  | 100% |  | 100% | 100% |  |  |  |  | Most widespread technology |  |  |  | Most widespread technology | [5 empty] | Most widespread fuel |  |  | Most widespread technology |  | Widespread technology | Widespread technology |  | Most widespread technology | [6 empty] | Most widespread fuel |  |  | 118.8454 | 51.6158 | 20.8175 | 128.8522 | 49.1589 | 26.0218 | 22.981 | 0.88015 | 25.7316 | 0.83825
Residential sector | Multifamily houses | Multifamily houses | 1990 - 1999 | 261.6586 | 168.293 | 18.8825 | 3.6382 | 0.88 | 2.6595 | 0.52026 | 0.45841 | 2.6172 | 0.87317 | 0.14781 | 0.59 | 2.95 | 0.57 | 0.63 | 100% | [7 empty] | 100% | 100% |  | 100% |  |  |  | 100% | 100% |  |  |  |  | 100% | 100% | 100% |  |  |  |  | 100% |  | 100% | 100% |  |  |  |  | Most widespread technology |  |  |  | Most widespread technology | [5 empty] | Most widespread fuel |  |  | Most widespread technology |  | Widespread technology | Widespread technology |  | Most widespread technology | [6 empty] | Most widespread fuel |  |  | 93.7236 | 49.8195 | 20.8175 | 101.6151 | 47.4481 | 26.0218 | 21.2201 | 0.94071 | 23.91 | 0.89594
Residential sector | Multifamily houses | Multifamily houses | 2000 - 2010 | 263.4085 | 169.4183 | 19.0087 | 3.6481 | 0.91 | 2.6667 | 0.52167 | 0.45965 | 2.6243 | 0.87553 | 0.14821 | 0.46 | 2.57 | 0.42 | 0.46 | 100% | [7 empty] | 100% | 100% |  | 100% |  |  |  | 100% | 100% |  |  |  |  | 100% | 100% | 100% |  |  |  |  | 100% |  | 100% | 100% |  |  |  |  | Most widespread technology |  |  |  | Most widespread technology | [5 empty] | Most widespread fuel |  |  | Most widespread technology |  | Widespread technology | Widespread technology |  | Most widespread technology | [6 empty] | Most widespread fuel |  |  | 78.7472 | 41.8436 | 20.8175 | 85.3777 | 39.8518 | 26.0218 | 18.8247 | 0.79539 | 21.3189 | 0.75753
Residential sector | Multifamily houses | Multifamily houses | Post 2010 | 241.6161 | 155.4036 | 18.3611 | 3.3376 | 0.92 | 2.4398 | 0.47727 | 0.42053 | 2.401 | 0.80102 | 0.13559 | 0.34 | 2.2 | 0.28 | 0.3 | 100% | [7 empty] | 100% | 100% |  | 100% |  |  |  | 100% | 100% |  |  |  |  | 100% | 100% | 100% |  |  |  |  | 100% |  | 100% | 100% |  |  |  |  | Most widespread technology |  |  |  | Most widespread technology | [5 empty] | Most widespread fuel |  |  | Most widespread technology |  | Widespread technology | Widespread technology |  | Most widespread technology | [6 empty] | Most widespread fuel |  |  | 75.3412 | 39.664 | 20.8175 | 81.685 | 37.776 | 26.0218 | 16.7381 | 0.72827 | 18.9814 | 0.69361
Residential sector | Appartment blocks | Appartment blocks |  | -140.89 |  |  | 10.0965 | 1.99 | 7.3805 | 1.4438 | 1.2722 | 7.2674
Residential sector | Appartment blocks | Appartment blocks | Before 1945 | 108.7557 | 69.9611 | 7.8483 | 2.5762 | 0.51 | 1.8832 | 0.3684 | 0.3246 | 1.8544 | 0.61829 | 0.10358 | 1.0967 | 5.1667 | 1.4733 | 1.1467 | 100% |  |  |  | 100% | [6 empty] | 50% |  | 50% | 100% | [5 empty] | 100% |  |  |  | 100% |  |  |  | 100% |  | 100% | [5 empty] | Most widespread technology |  | Most widespread technology | [7 empty] | Most widespread fuel |  |  | Most widespread technology |  | Most widespread technology |  |  | Most widespread technology | [6 empty] | Most widespread fuel |  |  | 123.1934 | 53.017 | 20.8175 | 133.5663 | 50.4934 | 26.0218 | 10.8828 | 0.41609 | 12.1745 | 0.39629
Residential sector | Appartment blocks | Appartment blocks | 1945 - 1969 | 83.2073 | 53.5309 | 6.0046 | 1.971 | 0.4 | 1.4408 | 0.28186 | 0.24835 | 1.4187 | 0.47305 | 0.079249 | 1.15 | 4.9 | 1.1 | 0.94 | 100% | [7 empty] | 100% |  |  | 100% |  |  | 100% | [5 empty] | 100% |  |  |  | 100% |  |  |  | 100% |  | 100% | [5 empty] | Most widespread technology |  | Most widespread technology | [7 empty] | Most widespread fuel |  |  | Most widespread technology |  | Most widespread technology |  |  | Most widespread technology | [6 empty] | Most widespread fuel |  |  | 126.1162 | 49.9033 | 20.8175 | 136.7352 | 47.5279 | 26.0218 | 8.4833 | 0.29965 | 9.4848 | 0.28539
Residential sector | Appartment blocks | Appartment blocks | 1970 - 1979 | 81.6761 | 52.5462 | 5.8941 | 1.9348 | 0.33 | 1.4143 | 0.27667 | 0.24378 | 1.3926 | 0.46434 | 0.077791 | 1.1 | 4.3 | 0.92 | 1.3 | 100% | [7 empty] | 100% |  |  | 100% |  |  | 100% | [5 empty] | 100% |  |  |  | 100% |  |  |  | 100% |  | 100% | [5 empty] | Most widespread technology |  | Most widespread technology | [7 empty] | Most widespread fuel |  |  | Most widespread technology |  | Most widespread technology |  |  | Most widespread technology | [6 empty] | Most widespread fuel |  |  | 121.261 | 50.7775 | 20.8175 | 131.4711 | 48.3605 | 26.0218 | 8.0721 | 0.29929 | 9.0337 | 0.28504
Residential sector | Appartment blocks | Appartment blocks | 1980 - 1989 | 58.9651 | 37.9407 | 4.2552 | 1.3968 | 0.34 | 1.021 | 0.19974 | 0.17599 | 1.0054 | 0.33523 | 0.05616 | 0.76 | 3.7 | 0.75 | 0.76 | 50% | 50% |  |  | 50% | 100% |  |  | 50% | 100% |  |  |  | 100% |  | 100% |  |  |  |  | 100% |  |  |  | 100% | 100% |  |  | 100% |  | 100% | 100% |  |  |  |  | Most widespread technology |  | Most widespread technology | [7 empty] | Most widespread fuel |  |  | Most widespread technology |  | Most widespread technology |  |  | Most widespread technology | [6 empty] | Most widespread fuel |  |  | 118.8454 | 51.6158 | 20.8175 | 128.8522 | 49.1589 | 26.0218 | 5.7366 | 0.21963 | 6.4231 | 0.20918
Residential sector | Appartment blocks | Appartment blocks | 1990 - 1999 | 33.5979 | 21.6271 | 2.4246 | 0.79587 | 0.15 | 0.58178 | 0.11381 | 0.10028 | 0.57286 | 0.19101 | 0.032 | 0.59 | 3.4 | 0.57 | 0.63 | 50% | 50% |  |  | 50% | 100% |  |  | 50% | 100% |  |  |  | 100% |  | 100% | 100% |  |  |  | 100% |  |  |  | 100% | 100% |  |  | 100% |  | 100% | 100% |  |  |  |  | Most widespread technology |  | Most widespread technology | [7 empty] | Most widespread fuel |  |  | Most widespread technology |  | Most widespread technology |  |  | Most widespread technology | [6 empty] | Most widespread fuel |  |  | 93.7236 | 49.8195 | 20.8175 | 101.6151 | 47.4481 | 26.0218 | 2.7264 | 0.12079 | 3.0719 | 0.11504
Residential sector | Appartment blocks | Appartment blocks | 2000 - 2010 | 31.848 | 20.5018 | 2.2983 | 0.75442 | 0.14 | 0.55148 | 0.10788 | 0.095057 | 0.54303 | 0.18106 | 0.030333 | 0.46 | 2.8 | 0.42 | 0.46 | 50% | 50% |  |  | 50% | 100% |  |  | 50% | 100% |  |  |  | 100% |  | 100% | 100% |  |  |  | 100% |  |  |  | 100% | 100% |  |  | 100% |  | 100% | 100% |  |  |  |  | Most widespread technology |  | Most widespread technology | [7 empty] | Most widespread fuel |  |  | Most widespread technology |  | Most widespread technology |  |  |  | Widespread technology |  | Widespread technology |  |  |  | Most widespread fuel |  |  | 78.7472 | 41.8436 | 20.8175 | 85.3777 | 39.8518 | 26.0218 | 2.2775 | 0.096169 | 2.5791 | 0.091591
Residential sector | Appartment blocks | Appartment blocks | Post 2010 | 28.1732 | 18.1385 | 2.0439 | 0.66737 | 0.12 | 0.48785 | 0.095434 | 0.084089 | 0.48037 | 0.16017 | 0.026833 | 0.34 | 2.2 | 0.28 | 0.3 |  | 100% |  |  | 50% | 100% |  |  | 50% | 100% |  | 100% |  |  |  | 100% | 100% |  |  |  | 100% |  |  |  | 100% | 100% |  |  | 100% |  | 100% | 100% |  |  |  |  | Most widespread technology |  | Most widespread technology | [7 empty] | Most widespread fuel |  |  | Most widespread technology |  | Most widespread technology |  |  |  | Widespread technology |  | Widespread technology |  |  |  | Most widespread fuel |  |  | 75.3412 | 39.664 | 20.8175 | 81.685 | 37.776 | 26.0218 | 1.9531 | 0.08107 | 2.2148 | 0.077211
Service sector | Total | Total |  |  |  |  | 2.9901 | 1.891 | 1.3789 | 1.5964 | 0
Service sector | Total | Total | Before 1945 | 123.93 | 123.93 | 79.9764 | 0.8839 | 0.14509 | 0.40883 | 0.4707 | 0 | 0.80571 | 0.078186 | 0 | 1.2 | 5.5 | 1.3 | 0.8 | [64 empty] | 152.3238 | 103.2767 | 4.9625 | 159.94 | 42.3434 | 5.3099 | 19.4925 | 8.2597 | 23.3936 | 3.3865 | 123.93 | 13.49% | 39.17% | 18.32% | 4.164% | 6.488% | 18.37% | 100% |  | 3.974% | 12.03% | 4.709% | 4.615% | 5.242% | 8.888%
Service sector | Total | Total | 1945 - 1969 | 69.7 | 69.7 | 45.4644 | 0.41068 | 0.067629 | 0.19113 | 0.21642 | 0 | 0.37454 | 0.03614 | -5.5511e-17 | 0.78 | 5.2 | 1.05 | 0.65 | [64 empty] | 159.0186 | 113.3534 | 5.3629 | 166.9696 | 46.4749 | 5.7383 | 11.4574 | 5.1535 | 14.9519 | 2.113 | 69.7 | 11.99% | 32.01% | 23.31% | 5.768% | 1.621% | 25.29% | 100% |  | 1.988% | 10.32% | 4.339% | 5.801% | 0.9412% | 10.32%
Service sector | Total | Total | 1970 - 1979 | 50.15 | 50.15 | 33.0228 | 0.3031 | 0.057378 | 0.14054 | 0.16063 | 0 | 0.27439 | 0.028709 | 0 | 0.57 | 4.9 | 0.92 | 0.57 | [64 empty] | 124.0981 | 114.3574 | 5.3045 | 130.303 | 46.8865 | 5.6758 | 6.4895 | 3.7764 | 9.7335 | 1.5483 | 50.15 | 7.697% | 32.44% | 20% | 4.447% | 16.57% | 18.84% | 100% |  | 1.945% | 12.97% | 5.54% | 6.154% | 13.21% | 9.176%
Service sector | Total | Total | 1980 - 1989 | 55.87 | 55.87 | 36.663 | 0.33799 | 0.05494 | 0.15663 | 0.17925 | 0 | 0.3057 | 0.032292 | -6.9389e-17 | 0.47 | 4.2 | 0.86 | 0.53 | [64 empty] | 114.9147 | 116.5834 | 5.3077 | 120.6605 | 47.7992 | 5.6793 | 6.7168 | 4.2743 | 9.9728 | 1.7525 | 55.87 | 7.052% | 32.49% | 19.62% | 4.331% | 18.45% | 18.06% | 100% |  | 1.533% | 7.528% | 4.516% | 4.08% | 10.53% | 6.88%
Service sector | Total | Total | 1990 - 1999 | 42.18 | 42.18 | 27.9507 | 0.29558 | 0.053175 | 0.13498 | 0.15974 | 0 | 0.26838 | 0.027203 | 0 | 0.42 | 3.6 | 0.83 | 0.5 | [64 empty] | 116.0831 | 112.345 | 7.4523 | 121.8872 | 46.0614 | 7.974 | 5.2107 | 3.1401 | 8.3917 | 1.2874 | 42.18 | 8.653% | 39.45% | 10.6% | 16% | 13.96% | 11.33% | 100% |  | 1.429% | 7.01% | 2.05% | 10.61% | 5.797% | 3.21%
Service sector | Total | Total | 2000 - 2010 | 56.17 | 56.17 | 36.8539 | 0.42235 | 0.068995 | 0.19252 | 0.22871 | 0 | 0.38471 | 0.037643 | 0 | 0.39 | 2.98 | 0.8 | 1.4 | [64 empty] | 113.0356 | 118.412 | 7.0488 | 118.6873 | 48.5489 | 7.5423 | 6.7451 | 4.3639 | 10.0045 | 1.7892 | 56.17 | 9.418% | 44.15% | 10.41% | 14.72% | 10.63% | 10.66% | 100% |  | 2.228% | 9.194% | 2.923% | 13.32% | 5.803% | 3.94%
Service sector | Total | Total | Post 2010 | 42.16 | 42.16 | 28.0207 | 0.33645 | 0.048705 | 0.15431 | 0.18093 | 0 | 0.30732 | 0.029133 | 8.3267e-17 | 0.37 | 2.37 | 0.33 | 0.37 | [64 empty] | 103.6404 | 91.5384 | 5.0299 | 108.8225 | 37.5307 | 5.382 | 4.5815 | 2.565 | 7.7291 | 1.0916 | 42.16 | 11.91% | 47.32% | 15.01% | 5.266% | 7.353% | 13.14% | 100% |  | 3.622% | 14.46% | 6.612% | 10.08% | 7.627% | 7.415%
Service sector | Offices | Offices |  |  |  |  | 0.58776 | 0.04 | 0.28706 | 0.3007 | 0
Service sector | Offices | Offices | Before 1945 | 16.72 | 16.72 | 10.8252 | 0.20981 | 0.047595 | 0.10247 | 0.10734 | 0 | 0.18809 | 0.021715 | 0 | 1.2 | 5.5 | 1.3 | 0.8 | [64 empty] | 189.6189 | 103.2767 | 4.8955 | 199.0998 | 42.3434 | 5.2382 | 3.2523 | 1.128 | 6.3307 | 0.45837
Service sector | Offices | Offices | 1945 - 1969 | 8.36 | 8.36 | 5.5049 | 0.1049 | 0.023797 | 0.051235 | 0.053669 | 0 | 0.094046 | 0.010858 | 0 | 0.78 | 5.2 | 1.05 | 0.65 | [64 empty] | 399.2553 | 96.0473 | 4.8955 | 419.218 | 39.3794 | 5.2382 | 3.3787 | 0.52873 | 6.4627 | 0.21678
Service sector | Offices | Offices | 1970 - 1979 | 3.86 | 3.86 | 2.6411 | 0.048436 | 0.010988 | 0.023656 | 0.02478 | 0 | 0.043423 | 0.0050132 | 0 | 0.57 | 4.9 | 0.92 | 0.57 | [64 empty] | 366.4398 | 96.5276 | 4.8955 | 384.7617 | 39.5763 | 5.2382 | 1.4334 | 0.25494 | 4.4196 | 0.10452
Service sector | Offices | Offices | 1980 - 1989 | 3.94 | 3.94 | 2.692 | 0.04944 | 0.0011215 | 0.024147 | 0.025294 | 0 | 0.044323 | 0.0051171 | 0 | 0.47 | 4.2 | 0.86 | 0.53 | [64 empty] | 317.2165 | 97.0078 | 4.8955 | 333.0773 | 39.7732 | 5.2382 | 1.2691 | 0.26114 | 4.2472 | 0.10707
Service sector | Offices | Offices | 1990 - 1999 | 3.65 | 3.65 | 2.5074 | 0.045801 | 0.01039 | 0.022369 | 0.023432 | 0 | 0.041061 | 0.0047404 | 0 | 0.42 | 3.6 | 0.83 | 0.5 | [64 empty] | 292.6049 | 81.4866 | 4.8955 | 307.2351 | 33.4095 | 5.2382 | 1.0859 | 0.20432 | 4.0547 | 0.083771
Service sector | Offices | Offices | 2000 - 2010 | 5.29 | 5.29 | 3.5511 | 0.06638 | 0.015058 | 0.03242 | 0.03396 | 0 | 0.05951 | 0.0068704 | 0 | 0.39 | 2.98 | 0.8 | 1.4 | [64 empty] | 276.1971 | 74.1528 | 4.8955 | 290.007 | 30.4026 | 5.2382 | 1.487 | 0.26332 | 4.476 | 0.10796
Service sector | Offices | Offices | Post 2010 | 5.02 | 5.02 | 3.3793 | 0.062992 | 0.01429 | 0.030765 | 0.032227 | 0 | 0.056473 | 0.0065197 | 0 | 0.37 | 2.37 | 0.33 | 0.37 | [64 empty] | 243.3543 | 24.3921 | 4.8955 | 255.522 | 10.0008 | 5.2382 | 1.2462 | 0.082428 | 4.2232 | 0.073795
Service sector | Trade | Trade |  |  |  |  | 2.0913 | 1.54 | 0.93063 | 1.1607 | 0
Service sector | Trade | Trade | Before 1945 | 48.54 | 48.54 | 31.0754 | 0.60909 | 0.044853 | 0.27105 | 0.33805 | 0 | 0.56341 | 0.045682 | 0 | 1.2 | 5.5 | 1.3 | 0.8 | [64 empty] | 162.5188 | 103.2767 | 2.7415 | 170.6447 | 42.3434 | 2.9334 | 8.0217 | 3.2094 | 8.4255 | 1.3158
Service sector | Trade | Trade | 1945 - 1969 | 22.31 | 22.31 | 14.3826 | 0.27995 | 0.020615 | 0.12458 | 0.15537 | 0 | 0.25896 | 0.020996 | 0 | 0.78 | 5.2 | 1.05 | 0.65 | [64 empty] | 153.139 | 129.0959 | 2.7415 | 160.796 | 52.9293 | 2.9334 | 3.4777 | 1.8567 | 3.6528 | 0.76126
Service sector | Trade | Trade | 1970 - 1979 | 16.27 | 16.27 | 10.5388 | 0.20416 | 0.015034 | 0.090851 | 0.11331 | 0 | 0.18885 | 0.015312 | 0 | 0.57 | 4.9 | 0.92 | 0.57 | [64 empty] | 118.6827 | 130.3868 | 2.7415 | 124.6169 | 53.4586 | 2.9334 | 1.9756 | 1.3741 | 2.0752 | 0.56339
Service sector | Trade | Trade | 1980 - 1989 | 18.15 | 18.15 | 11.7352 | 0.22775 | 0.016771 | 0.10135 | 0.1264 | 0 | 0.21067 | 0.017081 | 0 | 0.47 | 4.2 | 0.86 | 0.53 | [64 empty] | 118.6827 | 140.8178 | 2.7415 | 124.6169 | 57.7353 | 2.9334 | 2.2038 | 1.6525 | 2.315 | 0.67754
Service sector | Trade | Trade | 1990 - 1999 | 16.64 | 16.64 | 10.7743 | 0.2088 | 0.015376 | 0.092917 | 0.11589 | 0 | 0.19314 | 0.01566 | 0 | 0.42 | 3.6 | 0.83 | 0.5 | [64 empty] | 115.6746 | 151.2487 | 2.7415 | 121.4584 | 62.012 | 2.9334 | 1.9704 | 1.6296 | 2.0699 | 0.66813
Service sector | Trade | Trade | 2000 - 2010 | 24.8 | 24.8 | 15.9673 | 0.3112 | 0.022916 | 0.13848 | 0.17271 | 0 | 0.28786 | 0.02334 | 2.7756e-17 | 0.39 | 2.98 | 0.8 | 1.4 | [64 empty] | 110.8344 | 152.7612 | 2.7415 | 116.3761 | 62.6321 | 2.9334 | 2.8167 | 2.4392 | 2.9589 | 1.0001
Service sector | Trade | Trade | Post 2010 | 19.95 | 19.95 | 12.9635 | 0.25034 | 0.018435 | 0.1114 | 0.13894 | 0 | 0.23156 | 0.018775 | 0 | 0.37 | 2.37 | 0.33 | 0.37 | [64 empty] | 100.5248 | 103.2767 | 2.7415 | 105.5511 | 42.3434 | 2.9334 | 2.0602 | 1.3388 | 2.1643 | 0.54892
Service sector | Education | Education |  |  |  |  | 0.061 | 0.061 | 0.046287 | 0 | 0
Service sector | Education | Education | Before 1945 | 22.71 | 22.71 | 14.6372 | 0.018085 | 0.018085 | 0.013723 | 0 | 0 | 0.015083 | 0.0030021 | 0 | 1.2 | 5.5 | 1.3 | 0.8 | [64 empty] | 134.735 | 103.2767 | 5.0914 | 141.4717 | 42.3434 | 5.4477 | 3.1755 | 1.5117 | 3.3365 | 0.61979
Service sector | Education | Education | 1945 - 1969 | 16.25 | 16.25 | 10.5261 | 0.012941 | 0.012941 | 0.0098193 | 0 | 0 | 0.010792 | 0.0021481 | 0 | 0.78 | 5.2 | 1.05 | 0.65 | [64 empty] | 126.0662 | 112.5716 | 5.0914 | 132.3695 | 46.1544 | 5.4477 | 2.1313 | 1.1849 | 2.2395 | 0.48582
Service sector | Education | Education | 1970 - 1979 | 10.03 | 10.03 | 6.5676 | 0.0079873 | 0.0079873 | 0.0060608 | 0 | 0 | 0.0066614 | 0.0013259 | 0 | 0.57 | 4.9 | 0.92 | 0.57 | [64 empty] | 96.2588 | 113.1345 | 5.0914 | 101.0717 | 46.3851 | 5.4477 | 1.0165 | 0.74303 | 1.0684 | 0.30464
Service sector | Education | Education | 1980 - 1989 | 10.96 | 10.96 | 7.1595 | 0.0087279 | 0.0087279 | 0.0066228 | 0 | 0 | 0.0072791 | 0.0014488 | 0 | 0.47 | 4.2 | 0.86 | 0.53 | [64 empty] | 88.0549 | 113.6973 | 5.0914 | 92.4577 | 46.6159 | 5.4477 | 1.0209 | 0.81402 | 1.073 | 0.33375
Service sector | Education | Education | 1990 - 1999 | 4.47 | 4.47 | 3.0293 | 0.0035597 | 0.0035597 | 0.0027011 | 0 | 0 | 0.0029688 | 0.0005909 | 0 | 0.42 | 3.6 | 0.83 | 0.5 | [64 empty] | 79.8511 | 82.999 | 5.0914 | 83.8436 | 34.0296 | 5.4477 | 0.37969 | 0.25143 | 0.39913 | 0.10308
Service sector | Education | Education | 2000 - 2010 | 5.85 | 5.85 | 3.9075 | 0.0046586 | 0.0046586 | 0.003535 | 0 | 0 | 0.0038853 | 0.00077333 | 0 | 0.39 | 2.98 | 0.8 | 1.4 | [64 empty] | 75.2842 | 94.6189 | 5.0914 | 79.0484 | 38.7938 | 5.4477 | 0.4702 | 0.36972 | 0.4943 | 0.15159
Service sector | Education | Education | Post 2010 | 6.33 | 6.33 | 4.213 | 0.0050409 | 0.0050409 | 0.003825 | 0 | 0 | 0.0042041 | 0.00083678 | 0 | 0.37 | 2.37 | 0.33 | 0.37 | [64 empty] | 63.7168 | 103.2767 | 5.0914 | 66.9026 | 42.3434 | 5.4477 | 0.43556 | 0.4351 | 0.45798 | 0.17839
Service sector | Health | Health |  |  |  |  | 0.045 | 0.045 | 0.01755 | 0.02745 | 0
Service sector | Health | Health | Before 1945 | 5.16 | 5.16 | 3.4684 | 0.0074734 | 0.0074734 | 0.0029146 | 0.0045588 | 0 | 0.0062329 | 0.0012406 | 0 | 1.2 | 5.5 | 1.3 | 0.8 | [64 empty] | 163.9955 | 103.2767 | 25.0651 | 172.1952 | 42.3434 | 26.8197 | 0.97555 | 0.3582 | 1.0269 | 0.14686
Service sector | Health | Health | 1945 - 1969 | 4.02 | 4.02 | 2.7429 | 0.0058223 | 0.0058223 | 0.0022707 | 0.0035516 | 0 | 0.0048558 | 0.00096651 | 0 | 0.78 | 5.2 | 1.05 | 0.65 | [64 empty] | 128.2539 | 96.0473 | 25.0651 | 134.6666 | 39.3794 | 26.8197 | 0.61634 | 0.26345 | 0.64917 | 0.10801
Service sector | Health | Health | 1970 - 1979 | 2.23 | 2.23 | 1.6037 | 0.0032298 | 0.0032298 | 0.0012596 | 0.0019702 | 0 | 0.0026937 | 0.00053615 | 0 | 0.57 | 4.9 | 0.92 | 0.57 | [64 empty] | 113.2135 | 97.0078 | 25.0651 | 118.8742 | 39.7732 | 26.8197 | 0.30836 | 0.15557 | 0.3249 | 0.063785
Service sector | Health | Health | 1980 - 1989 | 2.42 | 2.42 | 1.7246 | 0.003505 | 0.003505 | 0.0013669 | 0.002138 | 0 | 0.0029232 | 0.00058183 | 0 | 0.47 | 4.2 | 0.86 | 0.53 | [64 empty] | 98.173 | 85.8519 | 25.0651 | 103.0817 | 35.1993 | 26.8197 | 0.29824 | 0.14806 | 0.31436 | 0.060706
Service sector | Health | Health | 1990 - 1999 | 6.75 | 6.75 | 4.4803 | 0.0097763 | 0.0097763 | 0.0038128 | 0.0059636 | 0 | 0.0081534 | 0.0016229 | 0 | 0.42 | 3.6 | 0.83 | 0.5 | [64 empty] | 94.0711 | 74.696 | 25.0651 | 98.7747 | 30.6254 | 26.8197 | 0.80417 | 0.33466 | 0.84776 | 0.13721
Service sector | Health | Health | 2000 - 2010 | 8.27 | 8.27 | 5.4476 | 0.011978 | 0.011978 | 0.0046713 | 0.0073065 | 0 | 0.0099895 | 0.0019883 | 0 | 0.39 | 2.98 | 0.8 | 1.4 | [64 empty] | 89.4222 | 84.4065 | 25.0651 | 93.8934 | 34.6067 | 26.8197 | 0.94681 | 0.45981 | 0.9983 | 0.18852
Service sector | Health | Health | Post 2010 | 2.22 | 2.22 | 1.5974 | 0.0032153 | 0.0032153 | 0.001254 | 0.0019613 | 0 | 0.0026816 | 0.00053374 | 0 | 0.37 | 2.37 | 0.33 | 0.37 | [64 empty] | 80.5621 | 77.88 | 25.0651 | 84.5902 | 31.9308 | 26.8197 | 0.23449 | 0.1244 | 0.24733 | 0.051005
Service sector | Hotels and Restaurants | Hotels and Restaurants |  |  |  |  | 0.197 | 0.197 | 0.094225 | 0.10277 | 0
Service sector | Hotels and Restaurants | Hotels and Restaurants | Before 1945 | 8.04 | 8.04 | 5.3012 | 0.03705 | 0.0247 | 0.017721 | 0.019329 | 0 | 0.0309 | 0.0061503 | 0 | 1.2 | 5.5 | 1.3 | 0.8 | [64 empty] | 193.4474 | 103.2767 | 6.2663 | 203.1197 | 42.3434 | 6.7049 | 1.6057 | 0.54749 | 1.687 | 0.22447
Service sector | Hotels and Restaurants | Hotels and Restaurants | 1945 - 1969 | 1.13 | 1.13 | 0.90369 | 0.0052073 | 0.0026036 | 0.0024906 | 0.0027166 | 0 | 0.0043428 | 0.0008644 | 0 | 0.78 | 5.2 | 1.05 | 0.65 | [64 empty] | 149.8575 | 100.1784 | 6.2663 | 157.3503 | 41.0731 | 6.7049 | 0.17642 | 0.09053 | 0.18538 | 0.037117
Service sector | Hotels and Restaurants | Hotels and Restaurants | 1970 - 1979 | 8.31 | 8.31 | 5.473 | 0.038294 | 0.019147 | 0.018316 | 0.019978 | 0 | 0.031937 | 0.0063568 | 0 | 0.57 | 4.9 | 0.92 | 0.57 | [64 empty] | 112.3931 | 101.1802 | 6.2663 | 118.0127 | 41.4839 | 6.7049 | 0.98606 | 0.55376 | 1.0364 | 0.22704
Service sector | Hotels and Restaurants | Hotels and Restaurants | 1980 - 1989 | 10.31 | 10.31 | 6.7458 | 0.04751 | 0.023755 | 0.022724 | 0.024786 | 0 | 0.039624 | 0.0078867 | 0 | 0.47 | 4.2 | 0.86 | 0.53 | [64 empty] | 110.6156 | 89.5445 | 6.2663 | 116.1464 | 36.7132 | 6.7049 | 1.2051 | 0.60405 | 1.2666 | 0.24766
Service sector | Hotels and Restaurants | Hotels and Restaurants | 1990 - 1999 | 5.89 | 5.89 | 3.933 | 0.027142 | 0.013571 | 0.012982 | 0.01416 | 0 | 0.022637 | 0.0045056 | 0 | 0.42 | 3.6 | 0.83 | 0.5 | [64 empty] | 108.8381 | 77.9087 | 6.2663 | 114.28 | 31.9426 | 6.7049 | 0.67796 | 0.30641 | 0.7126 | 0.12563
Service sector | Hotels and Restaurants | Hotels and Restaurants | 2000 - 2010 | 5.97 | 5.97 | 3.9839 | 0.027511 | 0.013755 | 0.013158 | 0.014352 | 0 | 0.022944 | 0.0045668 | 0 | 0.39 | 2.98 | 0.8 | 1.4 | [64 empty] | 101.5913 | 88.0369 | 6.2663 | 106.6709 | 36.0951 | 6.7049 | 0.64391 | 0.35073 | 0.67685 | 0.1438
Service sector | Hotels and Restaurants | Hotels and Restaurants | Post 2010 | 3.1 | 3.1 | 2.1574 | 0.014285 | 0.0071427 | 0.0068327 | 0.0074527 | 0 | 0.011914 | 0.0023714 | 0 | 0.37 | 2.37 | 0.33 | 0.37 | [64 empty] | 91.2271 | 81.1755 | 6.2663 | 95.7884 | 33.2819 | 6.7049 | 0.30223 | 0.17513 | 0.31773 | 0.071802
Service sector | Other non-residential buildings | Other non-residential buildings |  |  |  |  | 0.008 | 0.008 | 0.0032 | 0.0048 | 0
Service sector | Other non-residential buildings | Other non-residential buildings | Before 1945 | 22.76 | 22.76 | 14.669 | 0.0023882 | 0.0023882 | 0.0009553 | 0.0014329 | 0 | 0.0019918 | 0.00039645 | 0 | 1.2 | 5.5 | 1.3 | 0.8 | [64 empty] | 103.5603 | 103.2767 | 4.6018 | 108.7383 | 42.3434 | 4.9239 | 2.4618 | 1.515 | 2.587 | 0.62114
Service sector | Other non-residential buildings | Other non-residential buildings | 1945 - 1969 | 17.63 | 17.63 | 11.4043 | 0.0018499 | 0.0018499 | 0.00073998 | 0.00111 | 0 | 0.0015429 | 0.00030709 | 0 | 0.78 | 5.2 | 1.05 | 0.65 | [64 empty] | 90.5161 | 107.1496 | 4.6018 | 95.0419 | 43.9313 | 4.9239 | 1.6769 | 1.222 | 1.7624 | 0.50101
Service sector | Other non-residential buildings | Other non-residential buildings | 1970 - 1979 | 9.45 | 9.45 | 6.1985 | 0.00099161 | 0.00099161 | 0.00039664 | 0.00059496 | 0 | 0.000827 | 0.00016461 | 0 | 0.57 | 4.9 | 0.92 | 0.57 | [64 empty] | 76.843 | 111.0224 | 4.6018 | 80.6851 | 45.5192 | 4.9239 | 0.76965 | 0.68818 | 0.80901 | 0.28215
Service sector | Other non-residential buildings | Other non-residential buildings | 1980 - 1989 | 10.09 | 10.09 | 6.6058 | 0.0010588 | 0.0010588 | 0.0004235 | 0.00063526 | 0 | 0.00088301 | 0.00017575 | 0 | 0.47 | 4.2 | 0.86 | 0.53 | [64 empty] | 66.7249 | 118.7682 | 4.6018 | 70.0611 | 48.695 | 4.9239 | 0.71969 | 0.78456 | 0.7566 | 0.32167
Service sector | Other non-residential buildings | Other non-residential buildings | 1990 - 1999 | 4.78 | 4.78 | 3.2265 | 0.00050157 | 0.00050157 | 0.00020063 | 0.00030094 | 0 | 0.00041831 | 8.3261e-05 | 0 | 0.42 | 3.6 | 0.83 | 0.5 | [64 empty] | 56.6067 | 123.5189 | 4.6018 | 59.4371 | 50.6428 | 4.9239 | 0.29258 | 0.39854 | 0.30765 | 0.1634
Service sector | Other non-residential buildings | Other non-residential buildings | 2000 - 2010 | 5.99 | 5.99 | 3.9966 | 0.00062854 | 0.00062854 | 0.00025142 | 0.00037712 | 0 | 0.0005242 | 0.00010434 | 0 | 0.39 | 2.98 | 0.8 | 1.4 | [64 empty] | 58.9312 | 115.745 | 4.6018 | 61.8777 | 47.4555 | 4.9239 | 0.38056 | 0.46259 | 0.40014 | 0.18966
Service sector | Other non-residential buildings | Other non-residential buildings | Post 2010 | 5.54 | 5.54 | 3.7102 | 0.00058132 | 0.00058132 | 0.00023253 | 0.00034879 | 0 | 0.00048482 | 9.6499e-05 | 0 | 0.37 | 2.37 | 0.33 | 0.37 | [64 empty] | 50.071 | 107.9711 | 4.6018 | 52.5745 | 44.2681 | 4.9239 | 0.30289 | 0.4006 | 0.31854 | 0.16424
0%
Estimated
Note on U2: TABULA, TABULA WebTool, 2017 http://webtool.building-typology.eu/#bm
Note on AF2: TABULA, TABULA WebTool, 2017 http://webtool.building-typology.eu/#bm
Note on AN2: TABULA, TABULA WebTool, 2017 http://webtool.building-typology.eu/#bm
Note on AU2: TABULA, TABULA WebTool, 2017 http://webtool.building-typology.eu/#bm
Note on BD2: SPezzutto: TABULA, TABULA WebTool, 2017 http://webtool.building-typology.eu/#bm
Note on BR2: SPezzutto: TABULA, TABULA WebTool, 2017 http://webtool.building-typology.eu/#bm
Note on BT2: SPezzutto: TABULA, TABULA WebTool, 2017 http://webtool.building-typology.eu/#bm
Following information have been retrieved by experts questioning and relate to Southern Europe (Spain, Italy, Greece, Cyprus, Malta and Portugal)
OFFICES
Construction materials:
Walls: in the majority of the cases BRICKS were used and INSULATION is present only in few cases.
Windows: about 50% of the frames are made of SYNTHETIC/PVC material and the other 50% of ALUMINIUM. LOW-EMITTANCE GLASS is present only in few cases.
Roofs: in the majority of the cases CONCRETE ans BRICKS were used and INSULATION is most times not present.
Floors: in the majority of the cases CONCRETE was used and INSULATION is present only in few cases.
Construction methodologies:
Walls: the most common methodology is HONEYCOMB BRICKS/HOLLOW BLOCK WALL.
Windows: DOUBLE GLAZING is the most common.
Roofs: FLAT ROOF is the most common.
Floors: CONCRETE SLAB is the most common.
TRADE
Construction materials:
Walls: in the majority of the cases BRICKS were used and INSULATION is present only in few cases.
Windows: about 50% of the frames are made of SYNTHETIC/PVC material and the other 50% of ALUMINIUM. LOW-EMITTANCE GLASS is present only in few cases.
Roofs: in the majority of the cases CONCRETE ans BRICKS were used and INSULATION is most times not present.
Floors: in the majority of the cases CONCRETE was used and INSULATION is present only in few cases.
Construction methodologies:
Walls: the most common methodology is HONEYCOMB BRICKS/HOLLOW BLOCK WALL.
Windows: SINGLE AND DOUBLE GLAZING are the most common.
Roofs: FLAT ROOF is the most common.
Floors: CONCRETE SLAB is the most common.
EDUCATION
Construction materials:
Walls: in the majority of the cases BRICKS ans CONCRETE were used and INSULATION is present only in few cases.
Windows: about 50% of the frames are made of SYNTHETIC/PVC material and the other 50% of ALUMINIUM. LOW-EMITTANCE GLASS is present only in few cases.
Roofs: in the majority of the cases CONCRETE ans BRICKS were used and INSULATION is most times not present.
Floors: in the majority of the cases CONCRETE was used and INSULATION is present only in few cases.
Construction methodologies:
Walls: the most common methodology is HONEYCOMB BRICKS/HOLLOW BLOCK WALL.
Windows: DOUBLE GLAZING is the most common.
Roofs: FLAT ROOF is the most common.
Floors: CONCRETE SLAB is the most common.
HEALTH
Construction materials:
Walls: in the majority of the cases BRICKS were used and INSULATION is present only in few cases.
Windows: about 50% of the frames are made of SYNTHETIC/PVC material and the other 50% of ALUMINIUM. LOW-EMITTANCE GLASS is present only in few cases.
Roofs: in the majority of the cases CONCRETE ans BRICKS were used and INSULATION is most times not present.
Floors: in the majority of the cases CONCRETE was used and INSULATION is present only in few cases.
Construction methodologies:
Walls: the most common methodology is HONEYCOMB BRICKS/HOLLOW BLOCK WALL.
Windows: SINGLE AND DOUBLE GLAZING are the most common.
Roofs: FLAT ROOF is the most common.
Floors: CONCRETE SLAB is the most common.
HOTELS AND RESTAURANTS
Construction materials:
Walls: in the majority of the cases BRICKS were used and INSULATION is present only in few cases.
Windows: about 50% of the frames are made of SYNTHETIC/PVC material and the other 50% of ALUMINIUM. LOW-EMITTANCE GLASS is present only in few cases.
Roofs: in the majority of the cases CONCRETE ans BRICKS were used and INSULATION is most times not present.
Floors: in the majority of the cases CONCRETE was used and INSULATION is present only in few cases.
Construction methodologies:
Walls: the most common methodology is HONEYCOMB BRICKS/HOLLOW BLOCK WALL.
Windows: DOUBLE GLAZING are the most common.
Roofs: FLAT ROOF is the most common.
Floors: CONCRETE SLAB is the most common.
OTHER NON RESIDENTIAL BUILDINGS
Construction materials:
Walls: in the majority of the cases BRICKS were used and INSULATION is present only in few cases.
Windows: about 50% of the frames are made of SYNTHETIC/PVC material and the other 50% of ALUMINIUM. LOW-EMITTANCE GLASS is present only in few cases.
Roofs: in the majority of the cases CONCRETE ans BRICKS were used and INSULATION is most times not present.
Floors: in the majority of the cases CONCRETE was used and INSULATION is present only in few cases.
Construction methodologies:
Walls: the most common methodology is HONEYCOMB BRICKS/HOLLOW BLOCK WALL.
Windows: SINGLE AND DOUBLE GLAZING are the most common.
Roofs: FLAT ROOF is the most common.
Floors: CONCRETE SLAB is the most common.
Following information have been retrieved by experts questioning and relate to Southern Europe (Spain, Italy, Greece, Cyprus, Malta and Portugal)
OFFICES
Space heating:
The most common thechnology is the condensing boiler, individual, gas.
Space cooling:
Present in most of the cases.
DHW:
The most common thechnology is condensing boiler, individual, gas.
TRADE
Space heating:
The most common thechnologies are:
- condensing boiler, gas
- electric heating.
Space cooling:
Present in most of the cases.
DHW:
The most common thechnology is condensing boiler, individual, gas.
EDUCATION
Space heating:
The most common thechnology is the condensing boiler, central, gas.
Space cooling:
Not present in most of the cases.
DHW:
The most common thechnology is condensing boiler, central, gas.
HEALTH
Space heating:
The most common thechnology is the condensing boiler, central, gas.
Space cooling:
Present in most of the cases.
DHW:
The most common thechnology is condensing boiler, central, gas.
HOTELS AND RESTAURANTS
Space heating:
The most common thechnology is the condensing boiler, central, gas.
Space cooling:
Present in most of the cases
DHW:
The most common thechnology is condensing boiler, central, gas.
OTHER NON RESIDENTIAL BUILDINGS
Space heating:
The most common thechnology is the condensing boiler, central, gas.
Space cooling:
Not present in about 50% of the cases.
DHW:
The most common thechnology is condensing boiler, central, gas.

## Latvia
[19 empty] | WALLS | [10 empty] | WINDOWS | [7 empty] | ROOF | [6 empty] | FLOOR | [8 empty] | SPACE HEATING | [13 empty] | SPACE COOLING |  | DHW
|  |  |  | Area |  |  |  |  | Tenure/ownership status and distribution |  |  | Occupancy |  |  | Construction features (U-values) |  |  |  | construction material |  |  |  | construction methodology | [6 empty] | construction material |  |  | construction methodology |  |  |  |  | construction material | [6 empty] | construction material |  |  |  | construction methodology |  |  |  |  | individual | central | district heating | boiler |  | combined | stove | electric heating | heat pump | fossil fuels |  |  | electricity | biomass | no space cooling | space cooling | individual | central | district heating | boiler |  | Combined | Solar collectors | heat pump | fossil fuels |  |  | electricity | biomass | Useful energy demand |  |  | Final energy consumption |  |  | Total useful energy demand |  | Total final energy consumption
Sector | Subsector | Building type | Buidling age class | Covered area: constructed [Mm²] | Covered area: heated [Mm²] | Covered area: cooled [Mm²] | Number of dwellings/units [Mil.] | Number of buildings [Mil.] | Owner occupied - dwellings/units [Mil.] | Private rented - dwellings/units [Mil.] | Social housing - dwellings/units [Mil.] | Occupied [Mil.] | Vacant [Mil.] | Secondary dwellings/ units and others [Mil.] | Walls | Windows | Roof | Floor | brick | concrete | wood | other | solid wall |  | cavity wall |  | honeycomb bricks / hollow blocks wall |  | other | wood | synthetic / pvc | aluminium | single glazing | double glazing |  | triple glazing |  | wood | concrete | concrete + bricks | tilted roof |  | flat roof |  | wood | concrete | concrete + bricks | other | concrete slab |  | wooden floor (rafters + boards) |  | other |  |  |  | non-condensing | condensing |  |  |  |  | solid | liquid | gas | [7 empty] | non-condensing | condensing |  |  |  | solid | liquid | gas |  |  | Space heating [kWh/m² year] | Space cooling [kWh/m² year] | Domestic hot water [kWh/m² year] | Space heating [kWh/m² year] | Space cooling [kWh/m² year] | Domestic hot water [kWh/m² year] | Space heating+Domestic hot water [TWh/year] | Space cooling [TWh/year] | Space heating+Domestic hot water [TWh/year] | Space cooling [TWh/year]
|  |  |  | 51.2035 | [19 empty] | insulation |  | insulation |  | insulation | [6 empty] | low-e |  | low-e |  |  |  |  | insulation |  | insulation | [5 empty] | insulation |  | insulation
Residential sector | Total | Total |  | 60.7003 |  |  | 1.1855 | 0.393 | 0.95905 | 0.10314 | 0.12329 | 0.34164 | 0.84383
Residential sector | Total | Total | Before 1945 | 14.6973 | 13.1507 | 0.30429 | 0.26101 | 0.092 | 0.21115 | 0.022708 | 0.027145 | 0.17169 | 0.030799 | 0.058516 | 1.0395 | 2.7 | 1.2 | 0.9 |  |  | 100% |  | 100% | [6 empty] | 100% |  |  | 100% |  |  |  |  | 100% |  |  | 100% |  |  |  |  | 100% |  |  | 100% | [5 empty] | Most widespread technology |  | Most widespread technology |  |  |  |  | Less widespread technology |  | Most widespread fuel |  |  |  | Most widespread technology |  |  | Most widespread technology |  | Most widespread technology |  |  |  | Less widespread technology |  | Widespread fuel | Widespread fuel | Less widespread fuel |  | 259.875 | 16.1382 | 31.6873 | 320.244 | 6.678 | 53.4438 | 3.9011 | 0.0049107 | 4.9969 | 0.002032 | 14.6973 | 60.51% | 37.28% | 2.208% | 100% |  | 0.293% | 0.2889% | 0.4378% | 0.04727%
Residential sector | Total | Total | 1945 - 1969 | 8.1336 | 8.2016 | 0.16596 | 0.17172 | 0.048 | 0.13892 | 0.01494 | 0.017859 | 0.099046 | 0.020263 | 0.052415 | 0.99363 | 2.6 | 1.1564 | 0.75 |  |  | 100% |  | 100% | [6 empty] | 100% |  |  | 100% |  |  |  |  | 100% |  |  | 100% |  |  |  |  | 100% |  |  | 100% | [5 empty] | Most widespread technology |  | Most widespread technology |  |  |  |  | Less widespread technology |  | Most widespread fuel |  |  |  | Most widespread technology |  |  | Most widespread technology |  | Most widespread technology |  |  |  | Less widespread technology |  | Widespread fuel | Widespread fuel | Less widespread fuel |  | 181.1113 | 36.2418 | 34.6836 | 223.1835 | 14.9968 | 58.4973 | 1.7854 | 0.0060148 | 2.3063 | 0.0024889 | 8.1336 | 12.73% | 73.22% | 14.05% | 100% |  | 0.1732% | 0.04066% | 0.4378% | 0.1419%
Residential sector | Total | Total | 1970 - 1979 | 8.0167 | 8.1135 | 0.14715 | 0.15533 | 0.052 | 0.12566 | 0.013513 | 0.016154 | 0.091207 | 0.018329 | 0.045791 | 0.94714 | 2.55 | 1.1 | 0.67 |  |  | 100% |  | 100% | [6 empty] | 100% |  |  |  | 100% |  |  |  | 100% |  |  | 100% |  |  |  |  | 100% |  |  | 100% | [5 empty] | Most widespread technology |  | Most widespread technology |  |  |  |  | Less widespread technology |  | Most widespread fuel |  |  |  | Most widespread technology |  |  | Most widespread technology |  | Most widespread technology |  |  |  | Less widespread technology |  | Widespread fuel | Widespread fuel | Less widespread fuel |  | 179.5762 | 38.021 | 34.7635 | 221.2917 | 15.7331 | 58.6322 | 1.7535 | 0.0055947 | 2.2655 | 0.0023151 | 8.0167 | 11.46% | 80.63% | 7.914% | 100% |  | 0.226% | 0.05271% | 0.4427% | 0.09213%
Residential sector | Total | Total | 1980 - 1989 | 8.501 | 8.4787 | 0.17243 | 0.1722 | 0.054 | 0.13931 | 0.014981 | 0.017909 | 0.095464 | 0.027132 | 0.049602 | 0.92335 | 2.5 | 0.9 | 0.6 | 33.33% |  | 33.33% | 33.33% | 100% | [6 empty] | 100% |  |  |  | 100% |  |  |  | 100% |  |  | 100% |  |  |  |  | 100% |  |  | 100% | [5 empty] | Most widespread technology |  | Most widespread technology |  |  |  |  | Less widespread technology |  | Most widespread fuel |  |  |  | Most widespread technology |  |  | Most widespread technology |  | Most widespread technology |  |  |  | Less widespread technology |  | Widespread fuel | Widespread fuel | Less widespread fuel |  | 163.9864 | 25.2372 | 34.4466 | 202.0804 | 10.4432 | 58.0976 | 1.7011 | 0.0043517 | 2.2073 | 0.0018007 | 8.501 | 16.5% | 72.47% | 11.02% | 100% |  | 0.2638% | 0.09094% | 0.579% | 0.1732%
Residential sector | Total | Total | 1990 - 1999 | 8.4509 | 8.4409 | 0.17155 | 0.16934 | 0.053 | 0.137 | 0.014733 | 0.017611 | 0.094442 | 0.019982 | 0.054915 | 0.9142 | 2.15 | 0.7 | 0.45 | 33.33% |  | 33.33% | 33.33% | 100% | [6 empty] | 100% |  |  |  | 100% |  |  |  | 100% |  |  | 100% |  |  |  |  | 100% |  |  | 100% | [5 empty] | Most widespread technology |  | Most widespread technology |  |  |  |  | Less widespread technology |  | Most widespread fuel |  |  |  | Most widespread technology |  |  | Most widespread technology |  | Most widespread technology |  |  |  | Less widespread technology |  | Widespread fuel | Widespread fuel | Less widespread fuel |  | 133.4175 | 29.7261 | 34.4777 | 164.4104 | 12.3007 | 58.15 | 1.4354 | 0.0050995 | 1.8792 | 0.0021102 | 8.4509 | 16.01% | 73.74% | 10.25% | 100% |  | 0.2919% | 0.1068% | 0.5413% | 0.2089%
Residential sector | Total | Total | 2000 - 2010 | 9.2526 | 9.0454 | 0.18566 | 0.18442 | 0.062 | 0.14919 | 0.016044 | 0.019179 | 0.11437 | 0.021761 | 0.048287 | 0.9 | 1.8 | 0.5 | 0.3 | 33.33% |  | 33.33% | 33.33% | 100% | [6 empty] | 100% | [5 empty] | 100% |  | 100% |  |  | 100% |  |  |  |  | 100% |  |  | 100% | [5 empty] | Most widespread technology |  | Most widespread technology |  |  |  |  | Less widespread technology |  | Most widespread fuel |  |  |  | Most widespread technology |  |  | Most widespread technology |  | Most widespread technology |  |  |  | Less widespread technology |  | Widespread fuel | Widespread fuel | Less widespread fuel |  | 113.4068 | 35.7547 | 34.6272 | 139.7511 | 14.7953 | 58.4022 | 1.3641 | 0.0066382 | 1.8045 | 0.0027469 | 9.2526 | 13.63% | 76.49% | 9.877% | 100% |  | 0.2794% | 0.07851% | 0.5132% | 0.1946%
Residential sector | Total | Total | Post 2010 | 3.6481 | 4.8195 | 0.11684 | 0.071459 | 0.032 | 0.05781 | 0.0062169 | 0.0074318 | 0.042049 | 0.0084322 | 0.020978 | 0.82192 | 1.3 | 0.33 | 0.15 | 33.33% |  | 33.33% | 33.33% | 100% | [6 empty] | 100% | [5 empty] | 100% |  | 100% |  |  | 100% |  |  |  |  | 100% |  |  | 100% | [5 empty] | Most widespread technology |  | Most widespread technology |  |  |  |  | Less widespread technology |  | Most widespread fuel |  |  |  | Most widespread technology |  |  | Most widespread technology |  | Most widespread technology |  |  |  | Less widespread technology |  | Widespread fuel | Widespread fuel | Less widespread fuel |  | 98.175 | 30.6787 | 35.1815 | 120.981 | 12.6949 | 59.3371 | 0.61937 | 0.0035846 | 0.94954 | 0.0014833 | 3.6481 | 4.807% | 86.53% | 8.666% | 100% |  | 0.1546% | 0.01892% | 0.5728% | 0.1495%
Residential sector | Single family- Terraced houses | Single family- Terraced houses |  |  |  |  | 0.27365 | 0.141 | 0.22138 | 0.023808 | 0.02846
Residential sector | Single family- Terraced houses | Single family- Terraced houses | Before 1945 | 8.8935 | 7.3953 | 0.17934 | 0.15582 | 0.06 | 0.12606 | 0.013556 | 0.016205 | 0.11 | 0.018386 | 0.02743 | 1 | 2.7 | 1.2 | 0.9 |  |  | 100% |  | 100% | [6 empty] | 100% |  |  | 100% |  |  |  |  | 100% |  |  | 100% |  |  |  |  | 100% |  |  | 100% | [5 empty] | Most widespread technology |  | Most widespread technology |  |  |  |  | Less widespread technology |  | Most widespread fuel |  |  |  | Most widespread technology |  |  | Most widespread technology |  | Most widespread technology |  |  |  | Less widespread technology |  | Widespread fuel | Widespread fuel | Less widespread fuel |  | 308.6915 | 11.5918 | 29.21 | 380.4006 | 4.7967 | 49.2656 | 2.5486 | 0.0020789 | 3.2513 | 0.00086024
Residential sector | Single family- Terraced houses | Single family- Terraced houses | 1945 - 1969 | 1.0355 | 1.4704 | 0.041013 | 0.020641 | 0.01 | 0.016699 | 0.0017958 | 0.0021467 | 0.01 | 0.0024356 | 0.0082054 | 0.95 | 2.6 | 1.2 | 0.75 |  |  | 100% |  | 100% | [6 empty] | 100% |  |  | 100% |  |  |  |  | 100% |  |  | 100% |  |  |  |  | 100% |  |  | 100% | [5 empty] | Most widespread technology |  | Most widespread technology |  |  |  |  | Less widespread technology |  | Most widespread fuel |  |  |  | Most widespread technology |  |  | Most widespread technology |  | Most widespread technology |  |  |  | Less widespread technology |  | Widespread fuel | Widespread fuel | Less widespread fuel |  | 289.8199 | 24.9743 | 29.2 | 357.1451 | 10.3344 | 49.2487 | 0.46228 | 0.0010243 | 0.57613 | 0.00042384
Residential sector | Single family- Terraced houses | Single family- Terraced houses | 1970 - 1979 | 0.91858 | 1.3822 | 0.022197 | 0.017091 | 0.01 | 0.013827 | 0.0014869 | 0.0017775 | 0.01 | 0.0020167 | 0.0050742 | 0.925 | 2.55 | 1.1 | 0.67 |  |  | 100% |  | 100% | [6 empty] | 100% |  |  |  | 100% |  |  |  | 100% |  |  | 100% |  |  |  |  | 100% |  |  | 100% | [5 empty] | Most widespread technology |  | Most widespread technology |  |  |  |  | Less widespread technology |  | Most widespread fuel |  |  |  | Most widespread technology |  |  | Most widespread technology |  | Most widespread technology |  |  |  | Less widespread technology |  | Widespread fuel | Widespread fuel | Less widespread fuel |  | 296.0902 | 29.5286 | 29.2 | 364.872 | 12.2189 | 49.2487 | 0.44198 | 0.00065545 | 0.54957 | 0.00027122
Residential sector | Single family- Terraced houses | Single family- Terraced houses | 1980 - 1989 | 1.4029 | 1.7474 | 0.047481 | 0.027015 | 0.02 | 0.021855 | 0.0023503 | 0.0028095 | 0.01 | 0.01 | 0.0070147 | 0.915 | 2.5 | 0.9 | 0.6 | 33.33% |  | 33.33% | 33.33% | 100% | [6 empty] | 100% |  |  |  | 100% |  |  |  | 100% |  |  | 100% |  |  |  |  | 100% |  |  | 100% | [5 empty] | Most widespread technology |  | Most widespread technology |  |  |  |  | Less widespread technology |  | Most widespread fuel |  |  |  | Most widespread technology |  |  | Most widespread technology |  | Most widespread technology |  |  |  | Less widespread technology |  | Widespread fuel | Widespread fuel | Less widespread fuel |  | 273.0218 | 25.4748 | 29.2 | 336.4448 | 10.5415 | 49.2487 | 0.52394 | 0.0012096 | 0.657 | 0.00050052
Residential sector | Single family- Terraced houses | Single family- Terraced houses | 1990 - 1999 | 1.3528 | 1.7096 | 0.046599 | 0.025826 | 0.02 | 0.020894 | 0.0022469 | 0.0026859 | 0.01 | 0.0030475 | 0.012779 | 0.91 | 2.15 | 0.7 | 0.45 | 33.33% |  | 33.33% | 33.33% | 100% | [6 empty] | 100% |  |  |  | 100% |  |  |  | 100% |  |  | 100% |  |  |  |  | 100% |  |  | 100% | [5 empty] | Most widespread technology |  | Most widespread technology |  |  |  |  | Less widespread technology |  | Most widespread fuel |  |  |  | Most widespread technology |  |  | Most widespread technology |  | Most widespread technology |  |  |  | Less widespread technology |  | Widespread fuel | Widespread fuel | Less widespread fuel |  | 198.8106 | 23.7649 | 29.2 | 244.9943 | 9.8339 | 49.2487 | 0.38529 | 0.0011074 | 0.48547 | 0.00045825
Residential sector | Single family- Terraced houses | Single family- Terraced houses | 2000 - 2010 | 1.261 | 1.6404 | 0.044982 | 0.023972 | 0.02 | 0.019394 | 0.0020856 | 0.0024931 | 0.02 | 0.0028287 | 0.0011435 | 0.9 | 1.8 | 0.5 | 0.3 | 33.33% |  | 33.33% | 33.33% | 100% | [6 empty] | 100% | [5 empty] | 100% |  | 100% |  |  | 100% |  |  |  |  | 100% |  |  | 100% | [5 empty] | Most widespread technology |  | Most widespread technology |  |  |  |  | Less widespread technology |  | Most widespread fuel |  |  |  | Most widespread technology |  |  | Most widespread technology |  | Most widespread technology |  |  |  | Less widespread technology |  | Widespread fuel | Widespread fuel | Less widespread fuel |  | 151.4288 | 33.4573 | 29.2 | 186.6057 | 13.8446 | 49.2487 | 0.29112 | 0.001505 | 0.3682 | 0.00062276
Residential sector | Single family- Terraced houses | Single family- Terraced houses | Post 2010 | 0.17537 | 0.82183 | 0.003087 | 0.0032897 | 0.001 | 0.0026613 | 0.0002862 | 0.00034213 | 0.002 | 0.00038818 | 0.00090149 | 0.86 | 1.3 | 0.33 | 0.15 | 33.33% |  | 33.33% | 33.33% | 100% | [6 empty] | 100% | [5 empty] | 100% |  | 100% |  |  | 100% |  |  |  |  | 100% |  |  | 100% | [5 empty] | Most widespread technology |  | Most widespread technology |  |  |  |  | Less widespread technology |  | Most widespread fuel |  |  |  | Most widespread technology |  |  | Most widespread technology |  | Most widespread technology |  |  |  | Less widespread technology |  | Widespread fuel | Widespread fuel | Less widespread fuel |  | 101.9827 | 30.6787 | 29.2 | 125.6733 | 12.6949 | 49.2487 | 0.094833 | 9.4705e-05 | 0.26192 | 3.9189e-05
Residential sector | Multifamily houses | Multifamily houses |  |  |  |  | 0.76635 | 0.23 | 0.61998 | 0.066672 | 0.0797 | 0.34164 | 0.24288
Residential sector | Multifamily houses | Multifamily houses | Before 1945 | 5.4793 | 4.821 | 0.096453 | 0.095998 | 0.03 | 0.077662 | 0.0083518 | 0.0099838 | 0.056109 | 0.011328 | 0.028561 | 1.1 | 2.7 | 1.2 | 0.9 |  |  | 100% |  | 100% | [6 empty] | 100% |  |  | 100% |  |  |  |  | 100% |  |  | 100% |  |  |  |  | 100% |  |  | 100% | [5 empty] | Most widespread technology |  | Most widespread technology |  |  |  |  | Less widespread technology |  | Most widespread fuel |  |  |  | Most widespread technology |  |  | Most widespread technology |  | Most widespread technology |  |  |  | Less widespread technology |  | Widespread fuel | Widespread fuel | Less widespread fuel |  | 185.0698 | 23.105 | 35.4835 | 228.0615 | 9.5608 | 59.8465 | 1.0925 | 0.0022285 | 1.4274 | 0.00092217
Residential sector | Multifamily houses | Multifamily houses | 1945 - 1969 | 5.9555 | 5.1801 | 0.10484 | 0.11872 | 0.03 | 0.096041 | 0.010328 | 0.012346 | 0.069386 | 0.014008 | 0.03532 | 1 | 2.6 | 1.15 | 0.75 |  |  | 100% |  | 100% | [6 empty] | 100% |  |  | 100% |  |  |  |  | 100% |  |  | 100% |  |  |  |  | 100% |  |  | 100% | [5 empty] | Most widespread technology |  | Most widespread technology |  |  |  |  | Less widespread technology |  | Most widespread fuel |  |  |  | Most widespread technology |  |  | Most widespread technology |  | Most widespread technology |  |  |  | Less widespread technology |  | Widespread fuel | Widespread fuel | Less widespread fuel |  | 165.2527 | 37.8855 | 35.4835 | 203.6408 | 15.677 | 59.8465 | 1.0732 | 0.0039718 | 1.4113 | 0.0016435
Residential sector | Multifamily houses | Multifamily houses | 1970 - 1979 | 6.4637 | 5.5632 | 0.11378 | 0.12026 | 0.04 | 0.097292 | 0.010463 | 0.012507 | 0.070291 | 0.014191 | 0.035781 | 0.95 | 2.55 | 1.1 | 0.67 |  |  | 100% |  | 100% | [6 empty] | 100% |  |  |  | 100% |  |  |  | 100% |  |  | 100% |  |  |  |  | 100% |  |  | 100% | [5 empty] | Most widespread technology |  | Most widespread technology |  |  |  |  | Less widespread technology |  | Most widespread fuel |  |  |  | Most widespread technology |  |  | Most widespread technology |  | Most widespread technology |  |  |  | Less widespread technology |  | Widespread fuel | Widespread fuel | Less widespread fuel |  | 164.4979 | 39.12 | 35.4835 | 202.7108 | 16.1878 | 59.8465 | 1.1504 | 0.0044511 | 1.5146 | 0.0018419
Residential sector | Multifamily houses | Multifamily houses | 1980 - 1989 | 6.161 | 5.335 | 0.10845 | 0.11864 | 0.03 | 0.095977 | 0.010321 | 0.012338 | 0.069341 | 0.013999 | 0.035297 | 0.925 | 2.5 | 0.9 | 0.6 | 33.33% |  | 33.33% | 33.33% | 100% | [6 empty] | 100% |  |  |  | 100% |  |  |  | 100% |  |  | 100% |  |  |  |  | 100% |  |  | 100% | [5 empty] | Most widespread technology |  | Most widespread technology |  |  |  |  | Less widespread technology |  | Most widespread fuel |  |  |  | Most widespread technology |  |  | Most widespread technology |  | Most widespread technology |  |  |  | Less widespread technology |  | Widespread fuel | Widespread fuel | Less widespread fuel |  | 142.4358 | 25.1903 | 35.4835 | 175.5237 | 10.4237 | 59.8465 | 0.98441 | 0.002732 | 1.3051 | 0.0011305
Residential sector | Multifamily houses | Multifamily houses | 1990 - 1999 | 6.2316 | 5.3882 | 0.1097 | 0.11897 | 0.03 | 0.096244 | 0.01035 | 0.012373 | 0.069533 | 0.014038 | 0.035395 | 0.915 | 2.15 | 0.7 | 0.45 | 33.33% |  | 33.33% | 33.33% | 100% | [6 empty] | 100% |  |  |  | 100% |  |  |  | 100% |  |  | 100% |  |  |  |  | 100% |  |  | 100% | [5 empty] | Most widespread technology |  | Most widespread technology |  |  |  |  | Less widespread technology |  | Most widespread fuel |  |  |  | Most widespread technology |  |  | Most widespread technology |  | Most widespread technology |  |  |  | Less widespread technology |  | Widespread fuel | Widespread fuel | Less widespread fuel |  | 120.9543 | 30.8622 | 35.4835 | 149.052 | 12.7708 | 59.8465 | 0.87875 | 0.0033855 | 1.1761 | 0.0014009
Residential sector | Multifamily houses | Multifamily houses | 2000 - 2010 | 7.0778 | 6.0262 | 0.12459 | 0.13456 | 0.04 | 0.10886 | 0.011706 | 0.013994 | 0.078645 | 0.015878 | 0.040033 | 0.9 | 1.8 | 0.5 | 0.3 | 33.33% |  | 33.33% | 33.33% | 100% | [6 empty] | 100% | [5 empty] | 100% |  | 100% |  |  | 100% |  |  |  |  | 100% |  |  | 100% | [5 empty] | Most widespread technology |  | Most widespread technology |  |  |  |  | Less widespread technology |  | Most widespread fuel |  |  |  | Most widespread technology |  |  | Most widespread technology |  | Most widespread technology |  |  |  | Less widespread technology |  | Widespread fuel | Widespread fuel | Less widespread fuel |  | 107.4075 | 36.1172 | 35.4835 | 132.3582 | 14.9453 | 59.8465 | 0.90431 | 0.0044999 | 1.2212 | 0.0018621
Residential sector | Multifamily houses | Multifamily houses | Post 2010 | 3.1566 | 3.0697 | 0.10819 | 0.059214 | 0.03 | 0.047904 | 0.0051516 | 0.0061583 | 0.034609 | 0.0069873 | 0.017617 | 0.82 | 1.3 | 0.33 | 0.15 | 33.33% |  | 33.33% | 33.33% | 100% | [6 empty] | 100% | [5 empty] | 100% |  | 100% |  |  | 100% |  |  |  |  | 100% |  |  | 100% | [5 empty] | Most widespread technology |  | Most widespread technology |  |  |  |  | Less widespread technology |  | Most widespread fuel |  |  |  | Most widespread technology |  |  | Most widespread technology |  | Most widespread technology |  |  |  | Less widespread technology |  | Widespread fuel | Widespread fuel | Less widespread fuel |  | 97.9827 | 30.6787 | 35.4835 | 120.7441 | 12.6949 | 59.8465 | 0.41868 | 0.0033192 | 0.55955 | 0.0013735
Residential sector | Appartment blocks | Appartment blocks |  | -3.1507 |  |  | 0.14547 | 0.022 | 0.11769 | 0.012656 | 0.015129 | 0.088356 | 0.057116
Residential sector | Appartment blocks | Appartment blocks | Before 1945 | 0.3245 | 0.93427 | 0.028497 | 0.0091928 | 0.002 | 0.0074369 | 0.00079977 | 0.00095605 | 0.0055835 | 0.0010847 | 0.0025246 | 1.1 | 2.7 | 1.2 | 0.9 |  |  | 100% |  | 100% | [6 empty] | 100% |  |  | 100% |  |  |  |  | 100% |  |  | 100% |  |  |  |  | 100% |  |  | 100% | [5 empty] | Most widespread technology |  | Most widespread technology |  |  |  |  | Less widespread technology |  | Most widespread fuel |  |  |  | Most widespread technology |  |  | Most widespread technology |  | Most widespread technology |  |  |  | Less widespread technology |  | Widespread fuel | Widespread fuel | Less widespread fuel |  | 185.0698 | 23.105 | 35.4835 | 228.0615 | 9.5608 | 59.8465 | 0.19032 | 0.00065843 | 0.23249 | 0.00027246
Residential sector | Appartment blocks | Appartment blocks | 1945 - 1969 | 1.1426 | 1.5511 | 0.020113 | 0.032368 | 0.008 | 0.026186 | 0.002816 | 0.0033663 | 0.01966 | 0.0038194 | 0.0088891 | 1 | 2.6 | 1.15 | 0.75 |  |  | 100% |  | 100% | [6 empty] | 100% |  |  | 100% |  |  |  |  | 100% |  |  | 100% |  |  |  |  | 100% |  |  | 100% | [5 empty] | Most widespread technology |  | Most widespread technology |  |  |  |  | Less widespread technology |  | Most widespread fuel |  |  |  | Most widespread technology |  |  | Most widespread technology |  | Most widespread technology |  |  |  | Less widespread technology |  | Widespread fuel | Widespread fuel | Less widespread fuel |  | 165.2527 | 37.8855 | 35.4835 | 203.6408 | 15.677 | 59.8465 | 0.30277 | 0.000762 | 0.38425 | 0.00031532
Residential sector | Appartment blocks | Appartment blocks | 1970 - 1979 | 0.63445 | 1.168 | 0.011168 | 0.017973 | 0.002 | 0.01454 | 0.0015637 | 0.0018692 | 0.010916 | 0.0021208 | 0.0049359 | 0.95 | 2.55 | 1.1 | 0.67 |  |  | 100% |  | 100% | [6 empty] | 100% |  |  |  | 100% |  |  |  | 100% |  |  | 100% |  |  |  |  | 100% |  |  | 100% | [5 empty] | Most widespread technology |  | Most widespread technology |  |  |  |  | Less widespread technology |  | Most widespread fuel |  |  |  | Most widespread technology |  |  | Most widespread technology |  | Most widespread technology |  |  |  | Less widespread technology |  | Widespread fuel | Widespread fuel | Less widespread fuel |  | 164.4979 | 39.12 | 35.4835 | 202.7108 | 16.1878 | 59.8465 | 0.22054 | 0.00043691 | 0.27473 | 0.00018079
Residential sector | Appartment blocks | Appartment blocks | 1980 - 1989 | 0.93709 | 1.3962 | 0.016496 | 0.026547 | 0.004 | 0.021476 | 0.0023096 | 0.0027608 | 0.016124 | 0.0031325 | 0.0072903 | 0.925 | 2.5 | 0.9 | 0.6 | 33.33% |  | 33.33% | 33.33% | 100% | [6 empty] | 100% |  |  |  | 100% |  |  |  | 100% |  |  | 100% |  |  |  |  | 100% |  |  | 100% | [5 empty] | Most widespread technology |  | Most widespread technology |  |  |  |  | Less widespread technology |  | Most widespread fuel |  |  |  | Most widespread technology |  |  | Most widespread technology |  | Most widespread technology |  |  |  | Less widespread technology |  | Widespread fuel | Widespread fuel | Less widespread fuel |  | 142.4358 | 25.1903 | 35.4835 | 175.5237 | 10.4237 | 59.8465 | 0.23802 | 0.00041553 | 0.30114 | 0.00017195
Residential sector | Appartment blocks | Appartment blocks | 1990 - 1999 | 0.86649 | 1.3429 | 0.015253 | 0.024547 | 0.003 | 0.019858 | 0.0021356 | 0.0025529 | 0.014909 | 0.0028965 | 0.0067411 | 0.915 | 2.15 | 0.7 | 0.45 | 33.33% |  | 33.33% | 33.33% | 100% | [6 empty] | 100% |  |  |  | 100% |  |  |  | 100% |  |  | 100% |  |  |  |  | 100% |  |  | 100% | [5 empty] | Most widespread technology |  | Most widespread technology |  |  |  |  | Less widespread technology |  | Most widespread fuel |  |  |  | Most widespread technology |  |  | Most widespread technology |  | Most widespread technology |  |  |  | Less widespread technology |  | Widespread fuel | Widespread fuel | Less widespread fuel |  | 120.9543 | 30.8622 | 35.4835 | 149.052 | 12.7708 | 59.8465 | 0.19908 | 0.00047074 | 0.25202 | 0.00019479
Residential sector | Appartment blocks | Appartment blocks | 2000 - 2010 | 0.91389 | 1.3787 | 0.016087 | 0.025889 | 0.002 | 0.020944 | 0.0022524 | 0.0026925 | 0.015725 | 0.0030549 | 0.0071098 | 0.9 | 1.8 | 0.5 | 0.3 | 33.33% |  | 33.33% | 33.33% | 100% | [6 empty] | 100% | [5 empty] | 100% |  | 100% |  |  | 100% |  |  |  |  | 100% |  |  | 100% | [5 empty] | Most widespread technology |  | Most widespread technology |  |  |  |  | Less widespread technology |  | Most widespread fuel |  |  |  | Most widespread technology |  |  | Most widespread technology |  | Most widespread technology |  |  |  | Less widespread technology |  | Widespread fuel | Widespread fuel | Less widespread fuel |  | 107.4075 | 36.1172 | 35.4835 | 132.3582 | 14.9453 | 59.8465 | 0.18641 | 0.00058103 | 0.23717 | 0.00024043
Residential sector | Appartment blocks | Appartment blocks | Post 2010 | 0.31613 | 0.92796 | 0.0055649 | 0.0089555 | 0.001 | 0.007245 | 0.00077913 | 0.00093137 | 0.0054393 | 0.0010567 | 0.0024594 | 0.82 | 1.3 | 0.33 | 0.15 | 33.33% |  | 33.33% | 33.33% | 100% | [6 empty] | 100% | [5 empty] | 100% |  | 100% |  |  | 100% |  |  |  |  | 100% |  |  | 100% | [5 empty] | Most widespread technology |  | Most widespread technology |  |  |  |  | Less widespread technology |  | Most widespread fuel |  |  |  | Most widespread technology |  |  | Most widespread technology |  | Most widespread technology |  |  |  | Less widespread technology |  | Widespread fuel | Widespread fuel | Less widespread fuel |  | 97.9827 | 30.6787 | 35.4835 | 120.7441 | 12.6949 | 59.8465 | 0.10804 | 0.00017072 | 0.13096 | 7.0645e-05
Service sector | Total | Total |  |  |  |  | 0.13551 | 0.028006 | 0.064627 | 0.070087 | 0
Service sector | Total | Total | Before 1945 | 3.0308 | 3.0308 | 1.4943 | 0.026791 | 0.0038294 | 0.012992 | 0.013687 | 0 | 0.024049 | 0.0027425 | 0 | 1 | 2.7 | 1 | 1 | [64 empty] | 162.8649 | 24.5741 | 3.8696 | 213.3531 | 7.8637 | 3.8696 | 0.50534 | 0.036722 | 0.65836 | 0.011751 | 3.0308 | 42.11% | 7.159% | 26.82% | 3.878% | 1.616% | 18.42% | 100% |  | 0.3033% | 0.05377% | 0.1147% | 0.1051% | 0.03193% | 0.218%
Service sector | Total | Total | 1945 - 1969 | 2.8599 | 2.8599 | 1.4116 | 0.021973 | 0.0040521 | 0.010664 | 0.01115 | 0 | 0.019709 | 0.0022646 | 0 | 0.9 | 2.6 | 0.66 | 0.65 | [64 empty] | 153.5701 | 25.2886 | 3.7159 | 201.1769 | 8.0924 | 3.7159 | 0.44983 | 0.035697 | 0.58598 | 0.011423 | 2.8599 | 32.19% | 8.904% | 37.67% | 4.452% | 4.795% | 11.99% | 100% |  | 0.219% | 0.1178% | 0.1862% | 0.1837% | 0.1142% | 0.2006%
Service sector | Total | Total | 1970 - 1979 | 1.9099 | 1.9099 | 1.0693 | 0.014956 | 0.0025442 | 0.0072794 | 0.0075575 | 0 | 0.013425 | 0.0015309 | 0 | 0.85 | 2.55 | 0.495 | 0.475 | [64 empty] | 149.4045 | 25.5615 | 3.6314 | 195.7199 | 8.1797 | 3.6314 | 0.29228 | 0.027333 | 0.41074 | 0.0087464 | 1.9099 | 33.85% | 8.718% | 41.54% | 5.128% | 2.051% | 8.718% | 100% |  | 0.3258% | 0.1327% | 0.2947% | 0.2703% | 0.06228% | 0.1617%
Service sector | Total | Total | 1980 - 1989 | 2.1939 | 2.1939 | 1.1716 | 0.016586 | 0.0031701 | 0.008091 | 0.0083756 | 0 | 0.014833 | 0.0017529 | 0 | 0.83 | 2.53 | 0.41 | 0.4 | [64 empty] | 139.0555 | 23.407 | 4.0216 | 182.1627 | 7.4902 | 4.0216 | 0.3139 | 0.027424 | 0.40847 | 0.0087758 | 2.1939 | 33.48% | 6.25% | 37.05% | 8.482% | 6.25% | 8.482% | 100% |  | 0.2857% | 0.05687% | 0.2248% | 0.3137% | 0.14% | 0.1269%
Service sector | Total | Total | 1990 - 1999 | 1.1166 | 1.1166 | 0.71992 | 0.011409 | 0.0020504 | 0.0053845 | 0.0059948 | 0 | 0.010331 | 0.0010783 | 0 | 0.8 | 2.5 | 0.37 | 0.35 | [64 empty] | 118.6148 | 24.0737 | 4.7395 | 155.3854 | 7.7036 | 4.7395 | 0.13773 | 0.017331 | 0.17879 | 0.0055459 | 1.1166 | 32.46% | 24.56% | 21.05% | 12.28% | 1.754% | 7.895% | 100% |  | 0.1419% | 0.1155% | 0.1003% | 0.2156% | 0.01928% | 0.05919%
Service sector | Total | Total | 2000 - 2010 | 3.4378 | 3.4378 | 1.6198 | 0.025976 | 0.0070888 | 0.011981 | 0.013867 | 0 | 0.023623 | 0.0023529 | 0 | 0.53 | 2.05 | 0.35 | 0.33 | [64 empty] | 116.4934 | 27.3181 | 4.2466 | 152.6064 | 8.7418 | 4.2466 | 0.41508 | 0.04425 | 0.53923 | 0.01416 | 3.4378 | 8.832% | 30.48% | 27.07% | 5.128% | 9.687% | 18.8% | 100% |  | 0.1279% | 0.3885% | 0.2983% | 0.284% | 0.3237% | 0.4252%
Service sector | Total | Total | Post 2010 | 2.7424 | 2.7424 | 1.3057 | 0.017817 | 0.0052709 | 0.0082352 | 0.0094552 | 0 | 0.016183 | 0.001634 | 3.0358e-18 | 0.25 | 1.6 | 0.33 | 0.3 | [64 empty] | 108.7472 | 23.3351 | 4.0696 | 142.4588 | 7.4672 | 4.0696 | 0.30939 | 0.030469 | 0.40184 | 0.0097502 | 2.7424 | 6.071% | 26.79% | 32.14% | 4.643% | 10% | 20.36% | 100% |  | 0.1201% | 0.5325% | 0.5981% | 0.578% | 0.6747% | 0.7472%
Service sector | Offices | Offices |  |  |  |  | 0.075563 | 0.0062916 | 0.036905 | 0.038658 | 0
Service sector | Offices | Offices | Before 1945 | 1.2761 | 1.2761 | 0.5445 | 0.021864 | 0.0019013 | 0.010679 | 0.011186 | 0 | 0.019601 | 0.002263 | 0 | 1 | 2.7 | 1 | 1 | [64 empty] | 143.908 | 24.5741 | 4.1447 | 188.5194 | 7.8637 | 4.1447 | 0.18893 | 0.013381 | 0.24586 | 0.0042818
Service sector | Offices | Offices | 1945 - 1969 | 0.92067 | 0.92067 | 0.39525 | 0.015774 | 0.0013441 | 0.0077041 | 0.00807 | 0 | 0.014141 | 0.0016326 | 0 | 0.9 | 2.6 | 0.66 | 0.65 | [64 empty] | 138.5726 | 22.8539 | 4.1447 | 181.5301 | 7.3133 | 4.1447 | 0.1314 | 0.009033 | 0.17094 | 0.0028906
Service sector | Offices | Offices | 1970 - 1979 | 0.64643 | 0.64643 | 0.29644 | 0.011075 | 0.00094776 | 0.0054092 | 0.0056662 | 0 | 0.0099291 | 0.0011463 | 0 | 0.85 | 2.55 | 0.495 | 0.475 | [64 empty] | 134.1874 | 23.0825 | 4.1447 | 175.7855 | 7.3864 | 4.1447 | 0.089421 | 0.0068425 | 0.14631 | 0.0021896
Service sector | Offices | Offices | 1980 - 1989 | 0.73457 | 0.73457 | 0.3282 | 0.012586 | 0.001076 | 0.0061469 | 0.0064389 | 0 | 0.011283 | 0.0013026 | 0 | 0.83 | 2.53 | 0.41 | 0.4 | [64 empty] | 126.5864 | 21.2359 | 4.1447 | 165.8282 | 6.7955 | 4.1447 | 0.096032 | 0.0069696 | 0.12486 | 0.0022303
Service sector | Offices | Offices | 1990 - 1999 | 0.36239 | 0.36239 | 0.1941 | 0.006209 | 0.00052944 | 0.0030325 | 0.0031765 | 0 | 0.0055663 | 0.00064263 | 0 | 0.8 | 2.5 | 0.37 | 0.35 | [64 empty] | 99.5443 | 19.3893 | 4.1447 | 130.403 | 6.2046 | 4.1447 | 0.037576 | 0.0037634 | 0.048759 | 0.0012043
Service sector | Offices | Offices | 2000 - 2010 | 0.30362 | 0.30362 | 0.17292 | 0.0052021 | 0.00034107 | 0.0025407 | 0.0026614 | 0 | 0.0046637 | 0.00053842 | 0 | 0.53 | 2.05 | 0.35 | 0.33 | [64 empty] | 108.1977 | 17.6443 | 4.1447 | 141.739 | 5.6462 | 4.1447 | 0.03411 | 0.0030511 | 0.044294 | 0.00097634
Service sector | Offices | Offices | Post 2010 | 0.1665 | 0.1665 | 0.059993 | 0.0028528 | 0.00015192 | 0.0013933 | 0.0014595 | 0 | 0.0025575 | 0.00029526 | 0 | 0.25 | 1.6 | 0.33 | 0.3 | [64 empty] | 96.2846 | 17.4514 | 4.1447 | 126.1328 | 5.5845 | 4.1447 | 0.016722 | 0.001047 | 0.021692 | 0.00033503
Service sector | Trade | Trade |  |  |  |  | 0.048523 | 0.010292 | 0.021593 | 0.02693 | 0
Service sector | Trade | Trade | Before 1945 | 0.21696 | 0.21696 | 0.1417 | 0.0037173 | 0.00071855 | 0.0016542 | 0.0020631 | 0 | 0.0034385 | 0.0002788 | 0 | 1 | 2.7 | 1 | 1 | [64 empty] | 185.699 | 24.5741 | 4.8871 | 243.2657 | 7.8637 | 4.8871 | 0.04135 | 0.0034821 | 0.05384 | 0.0011143
Service sector | Trade | Trade | 1945 - 1969 | 0.25465 | 0.25465 | 0.15528 | 0.0043631 | 0.00087193 | 0.0019416 | 0.0024215 | 0 | 0.0040358 | 0.00032723 | 0 | 0.9 | 2.6 | 0.66 | 0.65 | [64 empty] | 179.6328 | 30.7177 | 4.8871 | 235.319 | 9.8297 | 4.8871 | 0.046988 | 0.0047697 | 0.061169 | 0.0015263
Service sector | Trade | Trade | 1970 - 1979 | 0.1665 | 0.1665 | 0.12351 | 0.0028528 | 0.00056847 | 0.0012695 | 0.0015833 | 0 | 0.0026388 | 0.00021396 | 0 | 0.85 | 2.55 | 0.495 | 0.475 | [64 empty] | 177.0163 | 30.8713 | 4.8871 | 231.8914 | 9.8788 | 4.8871 | 0.030288 | 0.0038131 | 0.039424 | 0.0012202
Service sector | Trade | Trade | 1980 - 1989 | 0.13712 | 0.13712 | 0.11293 | 0.0023493 | 0.00044271 | 0.0010455 | 0.0013039 | 0 | 0.0021731 | 0.0001762 | 0 | 0.83 | 2.53 | 0.41 | 0.4 | [64 empty] | 168.3921 | 31.0248 | 4.8871 | 220.5936 | 9.928 | 4.8871 | 0.02376 | 0.0035036 | 0.030918 | 0.0011211
Service sector | Trade | Trade | 1990 - 1999 | 0.27424 | 0.27424 | 0.16233 | 0.0046987 | 0.0010194 | 0.0020909 | 0.0026078 | 0 | 0.0043463 | 0.0003524 | 0 | 0.8 | 2.5 | 0.37 | 0.35 | [64 empty] | 145.1504 | 35.9888 | 4.8871 | 190.1471 | 11.5164 | 4.8871 | 0.041146 | 0.0058422 | 0.053486 | 0.0018695
Service sector | Trade | Trade | 2000 - 2010 | 1.048 | 1.048 | 0.44112 | 0.017956 | 0.0039297 | 0.0079903 | 0.0099654 | 0 | 0.016609 | 0.0013467 | 0 | 0.53 | 2.05 | 0.35 | 0.33 | [64 empty] | 133.0619 | 36.3487 | 4.8871 | 174.3111 | 11.6316 | 4.8871 | 0.14457 | 0.016034 | 0.1878 | 0.005131
Service sector | Trade | Trade | Post 2010 | 0.73457 | 0.73457 | 0.3282 | 0.012586 | 0.0027408 | 0.0056006 | 0.0069851 | 0 | 0.011642 | 0.00094393 | 0 | 0.25 | 1.6 | 0.33 | 0.3 | [64 empty] | 127.405 | 24.5741 | 4.8871 | 166.9005 | 7.8637 | 4.8871 | 0.097178 | 0.0080652 | 0.12619 | 0.0025809
Service sector | Education | Education |  |  |  |  | 0.0032916 | 0.0032916 | 0.0024977 | 0 | 0
Service sector | Education | Education | Before 1945 | 0.81293 | 0.81293 | 0.35643 | 0.00046241 | 0.00046241 | 0.00035087 | 0 | 0 | 0.00038565 | 7.6759e-05 | 0 | 1 | 2.7 | 1 | 1 | [64 empty] | 160.0163 | 24.5741 | 1.794 | 209.6214 | 7.8637 | 1.794 | 0.13154 | 0.0087589 | 0.17187 | 0.0028029
Service sector | Education | Education | 1945 - 1969 | 1.0774 | 1.0774 | 0.45171 | 0.00066022 | 0.00066022 | 0.00050097 | 0 | 0 | 0.00055062 | 0.0001096 | 0 | 0.9 | 2.6 | 0.66 | 0.65 | [64 empty] | 156.932 | 26.7858 | 1.794 | 205.581 | 8.5715 | 1.794 | 0.17101 | 0.012099 | 0.22342 | 0.0038718
Service sector | Education | Education | 1970 - 1979 | 0.79334 | 0.79334 | 0.34937 | 0.00049419 | 0.00049419 | 0.00037499 | 0 | 0 | 0.00041216 | 8.2036e-05 | 0 | 0.85 | 2.55 | 0.495 | 0.475 | [64 empty] | 155.5288 | 27.0537 | 1.794 | 203.7427 | 8.6572 | 1.794 | 0.12481 | 0.0094518 | 0.16306 | 0.0030246
Service sector | Education | Education | 1980 - 1989 | 0.81293 | 0.81293 | 0.35643 | 0.00049669 | 0.00049669 | 0.00037689 | 0 | 0 | 0.00041424 | 8.2451e-05 | 0 | 0.83 | 2.53 | 0.41 | 0.4 | [64 empty] | 149.828 | 23.4014 | 1.794 | 196.2747 | 7.4885 | 1.794 | 0.12326 | 0.0083409 | 0.16102 | 0.0026691
Service sector | Education | Education | 1990 - 1999 | 0.23506 | 0.23506 | 0.14822 | 0.00012387 | 0.00012387 | 9.3991e-05 | 0 | 0 | 0.00010331 | 2.0562e-05 | 0 | 0.8 | 2.5 | 0.37 | 0.35 | [64 empty] | 127.902 | 19.7492 | 1.794 | 167.5516 | 6.3197 | 1.794 | 0.030487 | 0.0029272 | 0.039807 | 0.0009367
Service sector | Education | Education | 2000 - 2010 | 0.93046 | 0.93046 | 0.39878 | 0.00053054 | 0.00053054 | 0.00040257 | 0 | 0 | 0.00044247 | 8.8069e-05 | 0 | 0.53 | 2.05 | 0.35 | 0.33 | [64 empty] | 116.8951 | 22.5141 | 1.794 | 153.1325 | 7.2045 | 1.794 | 0.11044 | 0.0089781 | 0.14415 | 0.002873
Service sector | Education | Education | Post 2010 | 0.88149 | 0.88149 | 0.38113 | 0.00052369 | 0.00052369 | 0.00039738 | 0 | 0 | 0.00043676 | 8.6933e-05 | 0 | 0.25 | 1.6 | 0.33 | 0.3 | [64 empty] | 112.7145 | 24.5741 | 1.794 | 147.656 | 7.8637 | 1.794 | 0.10094 | 0.009366 | 0.13174 | 0.0029971
Service sector | Health | Health |  |  |  |  | 0.0004384 | 0.0004384 | 0.00022981 | 0.00020859 | 0
Service sector | Health | Health | Before 1945 | 0.11753 | 0.11753 | 0.10587 | 3e-06 | 3e-06 | 1.5726e-06 | 1.4274e-06 | 0 | 2.502e-06 | 4.98e-07 | 0 | 1 | 2.7 | 1 | 1 | [64 empty] | 129.2906 | 24.5741 | 11.3207 | 169.3707 | 7.8637 | 11.3207 | 0.016526 | 0.0026017 | 0.021237 | 0.00083253
Service sector | Health | Health | 1945 - 1969 | 0.12733 | 0.12733 | 0.1094 | 1.4146e-05 | 1.4146e-05 | 7.4151e-06 | 6.7305e-06 | 0 | 1.1797e-05 | 2.3482e-06 | 0 | 0.9 | 2.6 | 0.66 | 0.65 | [64 empty] | 125.724 | 22.8539 | 11.3207 | 164.6984 | 7.3133 | 11.3207 | 0.017449 | 0.0025002 | 0.022412 | 0.00080006
Service sector | Health | Health | 1970 - 1979 | 0.097943 | 0.097943 | 0.098812 | 2.2765e-05 | 2.2765e-05 | 1.1933e-05 | 1.0831e-05 | 0 | 1.8986e-05 | 3.7789e-06 | 0 | 0.85 | 2.55 | 0.495 | 0.475 | [64 empty] | 123.9553 | 23.0825 | 11.3207 | 162.3814 | 7.3864 | 11.3207 | 0.013249 | 0.0022808 | 0.017013 | 0.00072986
Service sector | Health | Health | 1980 - 1989 | 0.18609 | 0.18609 | 0.13057 | 0.00010204 | 0.00010204 | 5.3488e-05 | 4.8549e-05 | 0 | 8.5099e-05 | 1.6938e-05 | 0 | 0.83 | 2.53 | 0.41 | 0.4 | [64 empty] | 119.1315 | 23.0825 | 11.3207 | 156.0623 | 7.3864 | 11.3207 | 0.024276 | 0.0030139 | 0.031149 | 0.00096446
Service sector | Health | Health | 1990 - 1999 | 0.13712 | 0.13712 | 0.049406 | 9.5671e-05 | 9.5671e-05 | 5.0151e-05 | 4.552e-05 | 0 | 7.9789e-05 | 1.5881e-05 | 0 | 0.8 | 2.5 | 0.37 | 0.35 | [64 empty] | 101.5907 | 17.7735 | 11.3207 | 133.0838 | 5.6875 | 11.3207 | 0.015482 | 0.00087812 | 0.019801 | 0.000281
Service sector | Health | Health | 2000 - 2010 | 0.1763 | 0.1763 | 0.12704 | 0.00018182 | 0.00018182 | 9.5309e-05 | 8.6509e-05 | 0 | 0.00015164 | 3.0182e-05 | 0 | 0.53 | 2.05 | 0.35 | 0.33 | [64 empty] | 92.4841 | 20.0841 | 11.3207 | 121.1541 | 6.4269 | 11.3207 | 0.018301 | 0.0025516 | 0.023355 | 0.0008165
Service sector | Health | Health | Post 2010 | 0.12733 | 0.12733 | 0.1094 | 1.8961e-05 | 1.8961e-05 | 9.9392e-06 | 9.0215e-06 | 0 | 1.5813e-05 | 3.1475e-06 | 0 | 0.25 | 1.6 | 0.33 | 0.3 | [64 empty] | 88.9174 | 18.5289 | 11.3207 | 116.4818 | 5.9292 | 11.3207 | 0.012763 | 0.002027 | 0.016273 | 0.00064865
Service sector | Hotels and Restaurants | Hotels and Restaurants |  |  |  |  | 0.0041508 | 0.0041508 | 0.0019853 | 0.0021655 | 0
Service sector | Hotels and Restaurants | Hotels and Restaurants | Before 1945 | 0.048972 | 0.048972 | 0.081167 | 0.00012336 | 0.00012336 | 5.9002e-05 | 6.4356e-05 | 0 | 0.00010288 | 2.0477e-05 | 0 | 1 | 2.7 | 1 | 1 | [64 empty] | 131.6294 | 24.5741 | 5.6294 | 172.4345 | 7.8637 | 5.6294 | 0.0067218 | 0.0019946 | 0.0087201 | 0.00063827
Service sector | Hotels and Restaurants | Hotels and Restaurants | 1945 - 1969 | 0.13712 | 0.13712 | 0.11293 | 0.0005759 | 0.0005759 | 0.00027545 | 0.00030045 | 0 | 0.0004803 | 9.56e-05 | 0 | 0.9 | 2.6 | 0.66 | 0.65 | [64 empty] | 128.969 | 23.8369 | 5.6294 | 168.9494 | 7.6278 | 5.6294 | 0.018456 | 0.0026919 | 0.023938 | 0.00086139
Service sector | Hotels and Restaurants | Hotels and Restaurants | 1970 - 1979 | 0.039177 | 0.039177 | 0.077638 | 0.00011977 | 0.00011977 | 5.7288e-05 | 6.2486e-05 | 0 | 9.9892e-05 | 1.9883e-05 | 0 | 0.85 | 2.55 | 0.495 | 0.475 | [64 empty] | 127.7558 | 24.0753 | 5.6294 | 167.3601 | 7.7041 | 5.6294 | 0.0052257 | 0.0018692 | 0.0067773 | 0.00059813
Service sector | Hotels and Restaurants | Hotels and Restaurants | 1980 - 1989 | 0.13712 | 0.13712 | 0.11293 | 0.00060319 | 0.00060319 | 0.0002885 | 0.00031468 | 0 | 0.00050306 | 0.00010013 | 0 | 0.83 | 2.53 | 0.41 | 0.4 | [64 empty] | 122.4935 | 21.3066 | 5.6294 | 160.4665 | 6.8181 | 5.6294 | 0.017568 | 0.0024061 | 0.022775 | 0.00076996
Service sector | Hotels and Restaurants | Hotels and Restaurants | 1990 - 1999 | 0.019589 | 0.019589 | 0.07058 | 5.3266e-05 | 5.3266e-05 | 2.5477e-05 | 2.7789e-05 | 0 | 4.4424e-05 | 8.8422e-06 | 0 | 0.8 | 2.5 | 0.37 | 0.35 | [64 empty] | 102.0292 | 18.538 | 5.6294 | 133.6583 | 5.9321 | 5.6294 | 0.0021089 | 0.0013084 | 0.0027285 | 0.00041869
Service sector | Hotels and Restaurants | Hotels and Restaurants | 2000 - 2010 | 0.33301 | 0.33301 | 0.18351 | 0.0014015 | 0.0014015 | 0.00067033 | 0.00073115 | 0 | 0.0011688 | 0.00023265 | 0 | 0.53 | 2.05 | 0.35 | 0.33 | [64 empty] | 90.5838 | 20.9479 | 5.6294 | 118.6648 | 6.7033 | 5.6294 | 0.03204 | 0.0038441 | 0.041391 | 0.0012301
Service sector | Hotels and Restaurants | Hotels and Restaurants | Post 2010 | 0.27424 | 0.27424 | 0.16233 | 0.0012738 | 0.0012738 | 0.00060925 | 0.00066453 | 0 | 0.0010623 | 0.00021145 | 0 | 0.25 | 1.6 | 0.33 | 0.3 | [64 empty] | 87.0318 | 19.3153 | 5.6294 | 114.0117 | 6.1809 | 5.6294 | 0.025411 | 0.0031355 | 0.03281 | 0.0010034
Service sector | Other non-residential buildings | Other non-residential buildings |  |  |  |  | 0.003542 | 0.003542 | 0.0014168 | 0.0021252 | 0
Service sector | Other non-residential buildings | Other non-residential buildings | Before 1945 | 0.55828 | 0.55828 | 0.26467 | 0.00062084 | 0.00062084 | 0.00024833 | 0.0003725 | 0 | 0.00051778 | 0.00010306 | 0 | 1 | 2.7 | 1 | 1 | [64 empty] | 211.2794 | 24.5741 | 4.1447 | 144.54 | 65 | 6.7 | 0.12027 | 0.0065042 | 0.084434 | 0.017204
Service sector | Other non-residential buildings | Other non-residential buildings | 1945 - 1969 | 0.3428 | 0.3428 | 0.18704 | 0.00058584 | 0.00058584 | 0.00023434 | 0.0003515 | 0 | 0.00048859 | 9.7249e-05 | 0 | 0.9 | 2.6 | 0.66 | 0.65 | [64 empty] | 184.1057 | 24.5741 | 4.1447 | 125.95 | 65 | 6.7 | 0.064532 | 0.0045963 | 0.045473 | 0.012157
Service sector | Other non-residential buildings | Other non-residential buildings | 1970 - 1979 | 0.1665 | 0.1665 | 0.12351 | 0.00039123 | 0.00039123 | 0.00015649 | 0.00023474 | 0 | 0.00032628 | 6.4944e-05 | 0 | 0.85 | 2.55 | 0.495 | 0.475 | [64 empty] | 171.754 | 24.5741 | 4.1447 | 117.5 | 65 | 6.7 | 0.029288 | 0.0030353 | 0.02068 | 0.0080285
Service sector | Other non-residential buildings | Other non-residential buildings | 1980 - 1989 | 0.18609 | 0.18609 | 0.13057 | 0.00044941 | 0.00044941 | 0.00017976 | 0.00026965 | 0 | 0.00037481 | 7.4602e-05 | 0 | 0.83 | 2.53 | 0.41 | 0.4 | [64 empty] | 151.7283 | 28.2603 | 4.1447 | 103.8 | 74.75 | 6.7 | 0.029007 | 0.00369 | 0.020563 | 0.0097603
Service sector | Other non-residential buildings | Other non-residential buildings | 1990 - 1999 | 0.088149 | 0.088149 | 0.095283 | 0.00022872 | 0.00022872 | 9.1487e-05 | 0.00013723 | 0 | 0.00019075 | 3.7967e-05 | 0 | 0.8 | 2.5 | 0.37 | 0.35 | [64 empty] | 119.8624 | 28.8255 | 4.1447 | 82 | 77.74 | 6.7 | 0.010931 | 0.0027466 | 0.0078188 | 0.0074073
Service sector | Other non-residential buildings | Other non-residential buildings | 2000 - 2010 | 0.64643 | 0.64643 | 0.29644 | 0.00070421 | 0.00070421 | 0.00028168 | 0.00042253 | 0 | 0.00058731 | 0.0001169 | 0 | 0.53 | 2.05 | 0.35 | 0.33 | [64 empty] | 112.8461 | 29.3907 | 4.1447 | 77.2 | 77.74 | 6.7 | 0.075626 | 0.0087125 | 0.054235 | 0.023045
Service sector | Other non-residential buildings | Other non-residential buildings | Post 2010 | 0.55828 | 0.55828 | 0.26467 | 0.00056176 | 0.00056176 | 0.0002247 | 0.00033706 | 0 | 0.00046851 | 9.3253e-05 | 0 | 0.25 | 1.6 | 0.33 | 0.3 | [64 empty] | 96.84 | 24.5741 | 4.1447 | 126.8605 | 65 | 6.7 | 0.056377 | 0.0065042 | 0.074564 | 0.017204
0.003542
12.65%
Estimated
Note on U2: TABULA, TABULA WebTool, 2017 http://webtool.building-typology.eu/#bm
Note on AF2: TABULA, TABULA WebTool, 2017 http://webtool.building-typology.eu/#bm
Note on AN2: TABULA, TABULA WebTool, 2017 http://webtool.building-typology.eu/#bm
Note on AU2: TABULA, TABULA WebTool, 2017 http://webtool.building-typology.eu/#bm
Note on BD2: SPezzutto: TABULA, TABULA WebTool, 2017 http://webtool.building-typology.eu/#bm
Note on BR2: SPezzutto: TABULA, TABULA WebTool, 2017 http://webtool.building-typology.eu/#bm
Note on BT2: SPezzutto: TABULA, TABULA WebTool, 2017 http://webtool.building-typology.eu/#bm
Following information have been retrieved by experts questioning and relate to Northern Europe (Denmark, Finland, Sweden, Estonia, Latvia and Llithuania)
OFFICES
Construction materials:
Walls: in the majority of the cases BRICKS were used and INSULATION is present only in few cases.
Windows: about 50% of the frames are made of SYNTHETIC/PVC material and the other 50% of ALUMINIUM. LOW-EMITTANCE GLASS is present only in few cases.
Roofs: in the majority of the cases CONCRETE and BRICKS were used and INSULATION is most times not present.
Floors: in the majority of the cases CONCRETE was used and INSULATION is present only in few cases.
Construction methodologies:
Walls: the most common methodology is HONEYCOMB BRICKS/HOLLOW BLOCK WALL.
Windows: DOUBLE GLAZING is the most common.
Roofs: FLAT ROOF is the most common.
Floors: CONCRETE SLAB is the most common.
TRADE
Construction materials:
Walls: in the majority of the cases BRICKS were used and INSULATION is present only in few cases.
Windows: about 50% of the frames are made of SYNTHETIC/PVC material and the other 50% of ALUMINIUM. LOW-EMITTANCE GLASS is present only in few cases.
Roofs: in the majority of the cases CONCRETE and BRICKS were used and INSULATION is most times not present.
Floors: in the majority of the cases CONCRETE was used and INSULATION is present only in few cases.
Construction methodologies:
Walls: the most common methodology is HONEYCOMB BRICKS/HOLLOW BLOCK WALL.
Windows: SINGLE AND DOUBLE GLAZING are the most common.
Roofs: FLAT ROOF is the most common.
Floors: CONCRETE SLAB is the most common.
EDUCATION
Construction materials:
Walls: in the majority of the cases BRICKS and CONCRETE were used and INSULATION is present only in few cases.
Windows: about 50% of the frames are made of SYNTHETIC/PVC material and the other 50% of ALUMINIUM. LOW-EMITTANCE GLASS is present only in few cases.
Roofs: in the majority of the cases CONCRETE and BRICKS were used and INSULATION is most times not present.
Floors: in the majority of the cases CONCRETE was used and INSULATION is present only in few cases.
Construction methodologies:
Walls: the most common methodology is HONEYCOMB BRICKS/HOLLOW BLOCK WALL.
Windows: DOUBLE GLAZING is the most common.
Roofs: FLAT ROOF is the most common.
Floors: CONCRETE SLAB is the most common.
HEALTH
Construction materials:
Walls: in the majority of the cases BRICKS were used and INSULATION is present only in few cases.
Windows: about 50% of the frames are made of SYNTHETIC/PVC material and the other 50% of ALUMINIUM. LOW-EMITTANCE GLASS is present only in few cases.
Roofs: in the majority of the cases CONCRETE ans BRICKS were used and INSULATION is most times not present.
Floors: in the majority of the cases CONCRETE was used and INSULATION is present only in few cases.
Construction methodologies:
Walls: the most common methodology is HONEYCOMB BRICKS/HOLLOW BLOCK WALL.
Windows: SINGLE AND DOUBLE GLAZING are the most common.
Roofs: FLAT ROOF is the most common.
Floors: CONCRETE SLAB is the most common.
HOTELS AND RESTAURANTS
Construction materials:
Walls: in the majority of the cases BRICKS were used and INSULATION is present only in few cases.
Windows: about 50% of the frames are made of SYNTHETIC/PVC material and the other 50% of ALUMINIUM. LOW-EMITTANCE GLASS is present only in few cases.
Roofs: in the majority of the cases CONCRETE ans BRICKS were used and INSULATION is most times not present.
Floors: in the majority of the cases CONCRETE was used and INSULATION is present only in few cases.
Construction methodologies:
Walls: the most common methodology is HONEYCOMB BRICKS/HOLLOW BLOCK WALL.
Windows: DOUBLE GLAZING are the most common.
Roofs: FLAT ROOF is the most common.
Floors: CONCRETE SLAB is the most common.
OTHER NON RESIDENTIAL BUILDINGS
Construction materials:
Walls: in the majority of the cases BRICKS were used and INSULATION is present only in few cases.
Windows: about 50% of the frames are made of SYNTHETIC/PVC material and the other 50% of ALUMINIUM. LOW-EMITTANCE GLASS is present only in few cases.
Roofs: in the majority of the cases CONCRETE ans BRICKS were used and INSULATION is most times not present.
Floors: in the majority of the cases CONCRETE was used and INSULATION is present only in few cases.
Construction methodologies:
Walls: the most common methodology is HONEYCOMB BRICKS/HOLLOW BLOCK WALL.
Windows: SINGLE AND DOUBLE GLAZING are the most common.
Roofs: FLAT ROOF is the most common.
Floors: CONCRETE SLAB is the most common.
Following information have been retrieved by experts questioning and relate to Northern Europe (Denmark, Finland, Sweden, Estonia, Latvia and Llithuania).
OFFICES
Space heating:
The most common technologies are:
- condensing boiler, central, gas
- district heating
- heat pumps, electricity.
Space cooling:
Not present in most of the cases.
DHW:
The most common technologies are:
- condensing boiler, central, gas
- district heating
- heat pumps, electricity.
TRADE
Space heating:
The most common technologies are:
- condensing boiler, central, gas
- district heating
- heat pumps, electricity.
Space cooling:
Not present in most of the cases.
DHW:
The most common technologies are:
- condensing boiler, central, gas
- district heating
- heat pumps, electricity.
EDUCATION
Space heating:
The most common technologies are:
- condensing boiler, central, gas
- district heating
- heat pumps, electricity.
Space cooling:
Not present in most of the cases.
DHW:
The most common technologies are:
- condensing boiler, central, gas
- district heating
- heat pumps, electricity.
HEALTH
Space heating:
The most common technologies are:
- condensing boiler, central, gas
- district heating
- heat pumps, electricity.
Space cooling:
Present in most of the cases.
DHW:
The most common technologies are:
- condensing boiler, central, gas
- district heating
- heat pumps, electricity.
HOTELS AND RESTAURANTS
Space heating:
The most common technologies are:
- condensing boiler, central, gas
- district heating
- heat pumps, electricity.
Space cooling:
Not present in most of the cases.
DHW:
The most common technologies are:
- condensing boiler, central, gas
- district heating
- heat pumps, electricity.
OTHER NON RESIDENTIAL BUILDINGS
Space heating:
The most common technologies are:
- condensing boiler, central, gas
- district heating
- heat pumps, electricity.
Space cooling:
Not present in most of the cases.
DHW:
The most common technologies are:
- condensing boiler, central, gas
- district heating
- heat pumps, electricity.

## Lithuania
[19 empty] | WALLS | [10 empty] | WINDOWS | [7 empty] | ROOF | [6 empty] | FLOOR | [8 empty] | SPACE HEATING | [13 empty] | SPACE COOLING |  | DHW
|  |  |  | Area |  |  |  |  | Tenure/ownership status and distribution |  |  | Occupancy |  |  | Construction features (U-values) |  |  |  | construction material |  |  |  | construction methodology | [6 empty] | construction material |  |  | construction methodology |  |  |  |  | construction material | [6 empty] | construction material |  |  |  | construction methodology |  |  |  |  | individual | central | district heating | boiler |  | combined | stove | electric heating | heat pump | fossil fuels |  |  | electricity | biomass | no space cooling | space cooling | individual | central | district heating | boiler |  | Combined | Solar collectors | heat pump | fossil fuels |  |  | electricity | biomass | Useful energy demand |  |  | Final energy consumption |  |  | Total useful energy demand |  | Total final energy consumption
Sector | Subsector | Building type | Buidling age class | Covered area: constructed [Mm²] | Covered area: heated [Mm²] | Covered area: cooled [Mm²] | Number of dwellings/units [Mil.] | Number of buildings [Mil.] | Owner occupied - dwellings/units [Mil.] | Private rented - dwellings/units [Mil.] | Social housing - dwellings/units [Mil.] | Occupied [Mil.] | Vacant [Mil.] | Secondary dwellings/ units and others [Mil.] | Walls | Windows | Roof | Floor | brick | concrete | wood | other | solid wall |  | cavity wall |  | honeycomb bricks / hollow blocks wall |  | other | wood | synthetic / pvc | aluminium | single glazing | double glazing |  | triple glazing |  | wood | concrete | concrete + bricks | tilted roof |  | flat roof |  | wood | concrete | concrete + bricks | other | concrete slab |  | wooden floor (rafters + boards) |  | other |  |  |  | non-condensing | condensing |  |  |  |  | solid | liquid | gas | [7 empty] | non-condensing | condensing |  |  |  | solid | liquid | gas |  |  | Space heating [kWh/m² year] | Space cooling [kWh/m² year] | Domestic hot water [kWh/m² year] | Space heating [kWh/m² year] | Space cooling [kWh/m² year] | Domestic hot water [kWh/m² year] | Space heating+Domestic hot water [TWh/year] | Space cooling [TWh/year] | Space heating+Domestic hot water [TWh/year] | Space cooling [TWh/year]
|  |  |  | 57.1695 | [19 empty] | insulation |  | insulation |  | insulation | [6 empty] | low-e |  | low-e |  |  |  |  | insulation |  | insulation | [5 empty] | insulation |  | insulation
Residential sector | Total | Total |  | 91.0007 |  |  | 1.5918 | 0.571 | 1.431 | 0.020693 | 0.14008 | 0.27 | 0.046
Residential sector | Total | Total | Before 1945 | 15.91 | 13.8115 | 0.11909 | 0.26482 | 0.095 | 0.23807 | 0.0034426 | 0.023304 | 0.22 | 0.031248 | 0.013569 | 1 | 2.2 | 1 | 0.8 |  |  | 100% |  | 100% | [6 empty] | 100% |  |  | 100% |  |  |  |  | 100% |  |  | 100% |  |  |  |  | 100% |  |  | 100% | [5 empty] | Most widespread technology |  | Most widespread technology |  |  |  |  | Less widespread technology |  | Most widespread fuel |  |  |  | Most widespread technology |  |  | Most widespread technology |  | Most widespread technology |  |  |  | Less widespread technology |  | Widespread fuel | Widespread fuel | Less widespread fuel |  | 283.2334 | 30.3259 | 12.1811 | 294.676 | 1.956 | 20.4228 | 4.1057 | 0.0036116 | 4.3948 | 0.00023295 | 15.91 | 75.93% | 4.579% | 19.49% | 100% |  | 0.3172% | 0.3924% | 0.0582% | 0.4518%
Residential sector | Total | Total | 1945 - 1969 | 18.92 | 16.4245 | 0.14197 | 0.3414 | 0.117 | 0.30692 | 0.0044382 | 0.030043 | 0.28 | 0.040285 | 0.021113 | 0.75 | 2 | 0.8 | 0.65 |  |  | 100% |  | 100% | [6 empty] | 100% |  |  | 100% |  |  |  |  | 100% |  |  | 100% |  |  |  |  | 100% |  |  | 100% | [5 empty] | Most widespread technology |  | Most widespread technology |  |  |  |  | Less widespread technology |  | Most widespread fuel |  |  |  | Most widespread technology |  |  | Most widespread technology |  | Most widespread technology |  |  |  | Less widespread technology |  | Widespread fuel | Widespread fuel | Less widespread fuel |  | 234.3336 | 34.3072 | 12.5093 | 243.8007 | 2.2128 | 20.9731 | 4.0855 | 0.0048705 | 4.4011 | 0.00031415 | 18.92 | 63.9% | 6.025% | 30.07% | 100% |  | 0.4028% | 0.4747% | 0.0582% | 0.7068%
Residential sector | Total | Total | 1970 - 1979 | 13.33 | 11.5718 | 0.099484 | 0.24776 | 0.1 | 0.22274 | 0.0032209 | 0.021803 | 0.19 | 0.029236 | 0.028526 | 0.5 | 1.8 | 0.6 | 0.5 |  |  | 100% |  | 100% | [6 empty] | 100% |  |  |  | 100% |  |  |  | 100% |  |  | 100% |  |  |  |  | 100% |  |  | 100% | [5 empty] | Most widespread technology |  | Most widespread technology |  |  |  |  | Less widespread technology |  | Most widespread fuel |  |  |  | Most widespread technology |  |  | Most widespread technology |  | Most widespread technology |  |  |  | Less widespread technology |  | Widespread fuel | Widespread fuel | Less widespread fuel |  | 147.366 | 43.2279 | 12.7177 | 153.3196 | 2.7882 | 21.3226 | 1.8748 | 0.0043005 | 2.0584 | 0.00027738 | 13.33 | 56.26% | 9.561% | 34.17% | 100% |  | 0.3757% | 0.4304% | 0.08475% | 0.6615%
Residential sector | Total | Total | 1980 - 1989 | 13.33 | 11.5718 | 0.099484 | 0.24777 | 0.102 | 0.22274 | 0.003221 | 0.021804 | 0.194 | 0.029445 | 0.024322 | 0.35 | 1.7 | 0.5 | 0.35 | 33.33% |  | 33.33% | 33.33% | 100% | [6 empty] | 100% |  |  |  | 100% |  |  |  | 100% |  |  | 100% |  |  |  |  | 100% |  |  | 100% | [5 empty] | Most widespread technology |  | Most widespread technology |  |  |  |  | Less widespread technology |  | Most widespread fuel |  |  |  | Most widespread technology |  |  | Most widespread technology |  | Most widespread technology |  |  |  | Less widespread technology |  | Widespread fuel | Widespread fuel | Less widespread fuel |  | 124.7929 | 33.8009 | 12.513 | 129.8346 | 2.1802 | 20.9793 | 1.6109 | 0.0033626 | 1.7821 | 0.00021689 | 13.33 | 63.77% | 2.056% | 34.18% | 100% |  | 0.4137% | 0.551% | 0.1142% | 0.8421%
Residential sector | Total | Total | 1990 - 1999 | 10.37 | 9.0022 | 0.072276 | 0.1753 | 0.057 | 0.1576 | 0.0022789 | 0.015426 | 0.11 | 0.020686 | 0.044616 | 0.28 | 1.65 | 0.45 | 0.28 | 33.33% |  | 33.33% | 33.33% | 100% | [6 empty] | 100% |  |  |  | 100% |  |  |  | 100% |  |  | 100% |  |  |  |  | 100% |  |  | 100% | [5 empty] | Most widespread technology |  | Most widespread technology |  |  |  |  | Less widespread technology |  | Most widespread fuel |  |  |  | Most widespread technology |  |  | Most widespread technology |  | Most widespread technology |  |  |  | Less widespread technology |  | Widespread fuel | Widespread fuel | Less widespread fuel |  | 94.503 | 23.6331 | 12.6953 | 98.3209 | 1.5243 | 21.2849 | 0.98238 | 0.0017081 | 1.1058 | 0.00011017 | 10.37 | 57.09% | 21.45% | 21.46% | 100% |  | 0.3581% | 0.4675% | 0.02408% | 0.5364%
Residential sector | Total | Total | 2000 - 2010 | 10.75 | 9.3321 | 0.079876 | 0.17976 | 0.057 | 0.16161 | 0.0023369 | 0.015819 | 0.11 | 0.021212 | 0.04855 | 0.2 | 1.6 | 0.4 | 0.2 | 33.33% |  | 33.33% | 33.33% | 100% | [6 empty] | 100% | [5 empty] | 100% |  | 100% |  |  | 100% |  |  |  |  | 100% |  |  | 100% | [5 empty] | Most widespread technology |  | Most widespread technology |  |  |  |  | Less widespread technology |  | Most widespread fuel |  |  |  | Most widespread technology |  |  | Most widespread technology |  | Most widespread technology |  |  |  | Less widespread technology |  | Widespread fuel | Widespread fuel | Less widespread fuel |  | 76.9291 | 22.372 | 12.6437 | 80.037 | 1.443 | 21.1984 | 0.85383 | 0.001787 | 0.97479 | 0.00011526 | 10.75 | 58.98% | 20.94% | 20.08% | 100% |  | 0.3246% | 0.3947% | 0.1832% | 0.4596%
Residential sector | Total | Total | Post 2010 | 8.3907 | 7.284 | 0.061033 | 0.13496 | 0.043 | 0.12133 | 0.0017545 | 0.011877 | 0.1 | 0.015926 | 0.019039 | 0.78 | 2.37 | 0.35 | 0.6 | 33.33% |  | 33.33% | 33.33% | 100% | [6 empty] | 100% | [5 empty] | 100% |  | 100% |  |  | 100% |  |  |  |  | 100% |  |  | 100% | [5 empty] | Most widespread technology |  | Most widespread technology |  |  |  |  | Less widespread technology |  | Most widespread fuel |  |  |  | Most widespread technology |  |  | Most widespread technology |  | Most widespread technology |  |  |  | Less widespread technology |  | Widespread fuel | Widespread fuel | Less widespread fuel |  | 58.9722 | 21.1036 | 12.6172 | 61.3547 | 1.3612 | 21.154 | 0.53542 | 0.001288 | 0.6244 | 8.3078e-05 | 8.3907 | 59.95% | 24.79% | 15.26% | 100% |  | 0.3555% | 0.5426% | 0.1822% | 0.6057%
Residential sector | Single family- Terraced houses | Single family- Terraced houses |  |  |  |  | 1.0973 | 0.45 | 0.98643 | 0.014264 | 0.096558
Residential sector | Single family- Terraced houses | Single family- Terraced houses | Before 1945 | 12.08 | 10.4866 | 0.090896 | 0.21106 | 0.08 | 0.18974 | 0.0027438 | 0.018573 | 0.18 | 0.024905 | 0.0061547 | 1 | 2.2 | 1 | 0.8 |  |  | 100% |  | 100% | [6 empty] | 100% |  |  | 100% |  |  |  |  | 100% |  |  | 100% |  |  |  |  | 100% |  |  | 100% | [5 empty] | Most widespread technology |  | Most widespread technology |  |  |  |  | Less widespread technology |  | Most widespread fuel |  |  |  | Most widespread technology |  |  | Most widespread technology |  | Most widespread technology |  |  |  | Less widespread technology |  | Widespread fuel | Widespread fuel | Less widespread fuel |  | 299.0494 | 25.9854 | 11.524 | 311.131 | 1.6761 | 19.3212 | 3.2752 | 0.002362 | 3.4961 | 0.00015235
Residential sector | Single family- Terraced houses | Single family- Terraced houses | 1945 - 1969 | 12.09 | 10.4953 | 0.090972 | 0.24319 | 0.09 | 0.21863 | 0.0031615 | 0.021401 | 0.2 | 0.028697 | 0.014497 | 0.75 | 2 | 0.8 | 0.65 |  |  | 100% |  | 100% | [6 empty] | 100% |  |  | 100% |  |  |  |  | 100% |  |  | 100% |  |  |  |  | 100% |  |  | 100% | [5 empty] | Most widespread technology |  | Most widespread technology |  |  |  |  | Less widespread technology |  | Most widespread fuel |  |  |  | Most widespread technology |  |  | Most widespread technology |  | Most widespread technology |  |  |  | Less widespread technology |  | Widespread fuel | Widespread fuel | Less widespread fuel |  | 264.8633 | 31.0046 | 11.524 | 275.5638 | 1.9998 | 19.3212 | 2.9192 | 0.0028205 | 3.1257 | 0.00018193
Residential sector | Single family- Terraced houses | Single family- Terraced houses | 1970 - 1979 | 7.5 | 6.5108 | 0.056088 | 0.16026 | 0.08 | 0.14408 | 0.0020834 | 0.014103 | 0.13 | 0.018911 | 0.011352 | 0.5 | 1.8 | 0.6 | 0.5 |  |  | 100% |  | 100% | [6 empty] | 100% |  |  |  | 100% |  |  |  | 100% |  |  | 100% |  |  |  |  | 100% |  |  | 100% | [5 empty] | Most widespread technology |  | Most widespread technology |  |  |  |  | Less widespread technology |  | Most widespread fuel |  |  |  | Most widespread technology |  |  | Most widespread technology |  | Most widespread technology |  |  |  | Less widespread technology |  | Widespread fuel | Widespread fuel | Less widespread fuel |  | 181.1337 | 46.5068 | 11.524 | 188.4515 | 2.9997 | 19.3212 | 1.2657 | 0.0026085 | 1.3719 | 0.00016825
Residential sector | Single family- Terraced houses | Single family- Terraced houses | 1980 - 1989 | 8.5 | 7.3788 | 0.063688 | 0.18164 | 0.09 | 0.16329 | 0.0023613 | 0.015984 | 0.15 | 0.021434 | 0.010207 | 0.35 | 1.7 | 0.5 | 0.35 | 33.33% |  | 33.33% | 33.33% | 100% | [6 empty] | 100% |  |  |  | 100% |  |  |  | 100% |  |  | 100% |  |  |  |  | 100% |  |  | 100% | [5 empty] | Most widespread technology |  | Most widespread technology |  |  |  |  | Less widespread technology |  | Most widespread fuel |  |  |  | Most widespread technology |  |  | Most widespread technology |  | Most widespread technology |  |  |  | Less widespread technology |  | Widespread fuel | Widespread fuel | Less widespread fuel |  | 144.0023 | 35.6425 | 11.524 | 149.82 | 2.2989 | 19.3212 | 1.1605 | 0.00227 | 1.2697 | 0.00014642
Residential sector | Single family- Terraced houses | Single family- Terraced houses | 1990 - 1999 | 5.92 | 5.1392 | 0.04408 | 0.10602 | 0.04 | 0.095313 | 0.0013783 | 0.0093298 | 0.08 | 0.01251 | 0.01351 | 0.28 | 1.65 | 0.45 | 0.28 | 33.33% |  | 33.33% | 33.33% | 100% | [6 empty] | 100% |  |  |  | 100% |  |  |  | 100% |  |  | 100% |  |  |  |  | 100% |  |  | 100% | [5 empty] | Most widespread technology |  | Most widespread technology |  |  |  |  | Less widespread technology |  | Most widespread fuel |  |  |  | Most widespread technology |  |  | Most widespread technology |  | Most widespread technology |  |  |  | Less widespread technology |  | Widespread fuel | Widespread fuel | Less widespread fuel |  | 106.871 | 24.7782 | 11.524 | 111.1886 | 1.5982 | 19.3212 | 0.61745 | 0.0010922 | 0.6858 | 7.0448e-05
Residential sector | Single family- Terraced houses | Single family- Terraced houses | 2000 - 2010 | 6.34 | 5.5038 | 0.047272 | 0.11158 | 0.04 | 0.10031 | 0.0014506 | 0.0098192 | 0.07 | 0.013167 | 0.028415 | 0.2 | 1.6 | 0.4 | 0.2 | 33.33% |  | 33.33% | 33.33% | 100% | [6 empty] | 100% | [5 empty] | 100% |  | 100% |  |  | 100% |  |  |  |  | 100% |  |  | 100% | [5 empty] | Most widespread technology |  | Most widespread technology |  |  |  |  | Less widespread technology |  | Most widespread fuel |  |  |  | Most widespread technology |  |  | Most widespread technology |  | Most widespread technology |  |  |  | Less widespread technology |  | Widespread fuel | Widespread fuel | Less widespread fuel |  | 86.2541 | 23.8316 | 11.524 | 89.7388 | 1.5371 | 19.3212 | 0.54778 | 0.0011266 | 0.6164 | 7.2664e-05
Residential sector | Single family- Terraced houses | Single family- Terraced houses | Post 2010 | 5.03 | 4.3665 | 0.037316 | 0.083495 | 0.03 | 0.075062 | 0.0010854 | 0.0073476 | 0.07 | 0.0098525 | 0.0036429 | 0.78 | 2.37 | 0.35 | 0.6 | 33.33% |  | 33.33% | 33.33% | 100% | [6 empty] | 100% | [5 empty] | 100% |  | 100% |  |  | 100% |  |  |  |  | 100% |  |  | 100% | [5 empty] | Most widespread technology |  | Most widespread technology |  |  |  |  | Less widespread technology |  | Most widespread fuel |  |  |  | Most widespread technology |  |  | Most widespread technology |  | Most widespread technology |  |  |  | Less widespread technology |  | Widespread fuel | Widespread fuel | Less widespread fuel |  | 65.6373 | 22.8849 | 11.524 | 68.289 | 1.4761 | 19.3212 | 0.34457 | 0.00085397 | 0.39537 | 5.5081e-05
Residential sector | Multifamily houses | Multifamily houses |  |  |  |  | 0.18274 | 0.057 | 0.16429 | 0.0023757 | 0.016082 | 0.27 | -0.0017715
Residential sector | Multifamily houses | Multifamily houses | Before 1945 | 0.72845 | 0.63237 | 0.0055363 | 0.012727 | 0.005 | 0.011442 | 0.00016546 | 0.00112 | 0.01 | 0.0015018 | 0.0012256 | 1 | 2.2 | 1 | 0.8 |  |  | 100% |  | 100% | [6 empty] | 100% |  |  | 100% |  |  |  |  | 100% |  |  | 100% |  |  |  |  | 100% |  |  | 100% | [5 empty] | Most widespread technology |  | Most widespread technology |  |  |  |  | Less widespread technology |  | Most widespread fuel |  |  |  | Most widespread technology |  |  | Most widespread technology |  | Most widespread technology |  |  |  | Less widespread technology |  | Widespread fuel | Widespread fuel | Less widespread fuel |  | 233.349 | 44.0163 | 14.2534 | 242.7763 | 2.8391 | 23.8972 | 0.15795 | 0.00024369 | 0.17093 | 1.5718e-05
Residential sector | Multifamily houses | Multifamily houses | 1945 - 1969 | 1.14 | 0.98962 | 0.0086639 | 0.022931 | 0.01 | 0.020615 | 0.00029811 | 0.0020179 | 0.02 | 0.0027059 | 0.00022536 | 0.75 | 2 | 0.8 | 0.65 |  |  | 100% |  | 100% | [6 empty] | 100% |  |  | 100% |  |  |  |  | 100% |  |  | 100% |  |  |  |  | 100% |  |  | 100% | [5 empty] | Most widespread technology |  | Most widespread technology |  |  |  |  | Less widespread technology |  | Most widespread fuel |  |  |  | Most widespread technology |  |  | Most widespread technology |  | Most widespread technology |  |  |  | Less widespread technology |  | Widespread fuel | Widespread fuel | Less widespread fuel |  | 180.2922 | 40.1534 | 14.2534 | 187.576 | 2.5899 | 23.8972 | 0.19467 | 0.00034789 | 0.21287 | 2.2439e-05
Residential sector | Multifamily houses | Multifamily houses | 1970 - 1979 | 1.2745 | 1.1064 | 0.0096863 | 0.027234 | 0.01 | 0.024484 | 0.00035405 | 0.0023966 | 0.02 | 0.0032136 | 0.0040206 | 0.5 | 1.8 | 0.6 | 0.5 |  |  | 100% |  | 100% | [6 empty] | 100% |  |  |  | 100% |  |  |  | 100% |  |  | 100% |  |  |  |  | 100% |  |  | 100% | [5 empty] | Most widespread technology |  | Most widespread technology |  |  |  |  | Less widespread technology |  | Most widespread fuel |  |  |  | Most widespread technology |  |  | Most widespread technology |  | Most widespread technology |  |  |  | Less widespread technology |  | Widespread fuel | Widespread fuel | Less widespread fuel |  | 103.9257 | 39.0098 | 14.2534 | 108.1243 | 2.5161 | 23.8972 | 0.13315 | 0.00037786 | 0.15009 | 2.4372e-05
Residential sector | Multifamily houses | Multifamily houses | 1980 - 1989 | 0.27409 | 0.23793 | 0.002083 | 0.0058571 | 0.002 | 0.0052655 | 7.6142e-05 | 0.00051542 | 0.004 | 0.0009 | 0.00095705 | 0.35 | 1.7 | 0.5 | 0.35 | 33.33% |  | 33.33% | 33.33% | 100% | [6 empty] | 100% |  |  |  | 100% |  |  |  | 100% |  |  | 100% |  |  |  |  | 100% |  |  | 100% | [5 empty] | Most widespread technology |  | Most widespread technology |  |  |  |  | Less widespread technology |  | Most widespread fuel |  |  |  | Most widespread technology |  |  | Most widespread technology |  | Most widespread technology |  |  |  | Less widespread technology |  | Widespread fuel | Widespread fuel | Less widespread fuel |  | 90.9876 | 30.5598 | 14.2534 | 94.6635 | 1.9711 | 23.8972 | 0.025556 | 6.3658e-05 | 0.029073 | 4.1059e-06
Residential sector | Multifamily houses | Multifamily houses | 1990 - 1999 | 2.2247 | 1.9312 | 0.012196 | 0.039842 | 0.01 | 0.035818 | 0.00051794 | 0.0035061 | 0.02 | 0.0047013 | 0.01514 | 0.28 | 1.65 | 0.45 | 0.28 | 33.33% |  | 33.33% | 33.33% | 100% | [6 empty] | 100% |  |  |  | 100% |  |  |  | 100% |  |  | 100% |  |  |  |  | 100% |  |  | 100% | [5 empty] | Most widespread technology |  | Most widespread technology |  |  |  |  | Less widespread technology |  | Most widespread fuel |  |  |  | Most widespread technology |  |  | Most widespread technology |  | Most widespread technology |  |  |  | Less widespread technology |  | Widespread fuel | Widespread fuel | Less widespread fuel |  | 78.0495 | 22.1098 | 14.2534 | 81.2027 | 1.4261 | 23.8972 | 0.18244 | 0.00026964 | 0.20999 | 1.7392e-05
Residential sector | Multifamily houses | Multifamily houses | 2000 - 2010 | 2.2515 | 1.9546 | 0.017112 | 0.039626 | 0.01 | 0.035624 | 0.00051514 | 0.0034871 | 0.03 | 0.0046759 | 0.0049502 | 0.2 | 1.6 | 0.4 | 0.2 | 33.33% |  | 33.33% | 33.33% | 100% | [6 empty] | 100% | [5 empty] | 100% |  | 100% |  |  | 100% |  |  |  |  | 100% |  |  | 100% | [5 empty] | Most widespread technology |  | Most widespread technology |  |  |  |  | Less widespread technology |  | Most widespread fuel |  |  |  | Most widespread technology |  |  | Most widespread technology |  | Most widespread technology |  |  |  | Less widespread technology |  | Widespread fuel | Widespread fuel | Less widespread fuel |  | 63.523 | 20.2737 | 14.2534 | 66.0893 | 1.3077 | 23.8972 | 0.15625 | 0.00034692 | 0.18298 | 2.2376e-05
Residential sector | Multifamily houses | Multifamily houses | Post 2010 | 2.08 | 1.8056 | 0.014896 | 0.034527 | 0.01 | 0.03104 | 0.00044885 | 0.0030384 | 0.02 | 0.0040742 | 0.010453 | 0.78 | 2.37 | 0.35 | 0.6 | 33.33% |  | 33.33% | 33.33% | 100% | [6 empty] | 100% | [5 empty] | 100% |  | 100% |  |  | 100% |  |  |  |  | 100% |  |  | 100% | [5 empty] | Most widespread technology |  | Most widespread technology |  |  |  |  | Less widespread technology |  | Most widespread fuel |  |  |  | Most widespread technology |  |  | Most widespread technology |  | Most widespread technology |  |  |  | Less widespread technology |  | Widespread fuel | Widespread fuel | Less widespread fuel |  | 48.9966 | 18.4375 | 14.2534 | 50.976 | 1.1892 | 23.8972 | 0.11812 | 0.00027465 | 0.14175 | 1.7715e-05
Residential sector | Appartment blocks | Appartment blocks |  | 23.5675 |  |  | 0.31177 | 0.064 | 0.28028 | 0.004053 | 0.027436 | 0.31 | 0.0017715
Residential sector | Appartment blocks | Appartment blocks | Before 1945 | 3.1015 | 2.6925 | 0.02266 | 0.04103 | 0.01 | 0.036886 | 0.00053339 | 0.0036106 | 0.03 | 0.0048415 | 0.0061885 | 1 | 2.2 | 1 | 0.8 |  |  | 100% |  | 100% | [6 empty] | 100% |  |  | 100% |  |  |  |  | 100% |  |  | 100% |  |  |  |  | 100% |  |  | 100% | [5 empty] | Most widespread technology |  | Most widespread technology |  |  |  |  | Less widespread technology |  | Most widespread fuel |  |  |  | Most widespread technology |  |  | Most widespread technology |  | Most widespread technology |  |  |  | Less widespread technology |  | Widespread fuel | Widespread fuel | Less widespread fuel |  | 233.349 | 44.0163 | 14.2534 | 242.7763 | 2.8391 | 23.8972 | 0.67249 | 0.0009974 | 0.72778 | 6.4332e-05
Residential sector | Appartment blocks | Appartment blocks | 1945 - 1969 | 5.69 | 4.9395 | 0.042332 | 0.075273 | 0.017 | 0.06767 | 0.00097854 | 0.006624 | 0.06 | 0.0088822 | 0.0063904 | 0.75 | 2 | 0.8 | 0.65 |  |  | 100% |  | 100% | [6 empty] | 100% |  |  | 100% |  |  |  |  | 100% |  |  | 100% |  |  |  |  | 100% |  |  | 100% | [5 empty] | Most widespread technology |  | Most widespread technology |  |  |  |  | Less widespread technology |  | Most widespread fuel |  |  |  | Most widespread technology |  |  | Most widespread technology |  | Most widespread technology |  |  |  | Less widespread technology |  | Widespread fuel | Widespread fuel | Less widespread fuel |  | 180.2922 | 40.1534 | 14.2534 | 187.576 | 2.5899 | 23.8972 | 0.97165 | 0.0016998 | 1.0625 | 0.00010964
Residential sector | Appartment blocks | Appartment blocks | 1970 - 1979 | 4.5555 | 3.9546 | 0.03371 | 0.060264 | 0.01 | 0.054177 | 0.00078343 | 0.0053032 | 0.04 | 0.0071112 | 0.013153 | 0.5 | 1.8 | 0.6 | 0.5 |  |  | 100% |  | 100% | [6 empty] | 100% |  |  |  | 100% |  |  |  | 100% |  |  | 100% |  |  |  |  | 100% |  |  | 100% | [5 empty] | Most widespread technology |  | Most widespread technology |  |  |  |  | Less widespread technology |  | Most widespread fuel |  |  |  | Most widespread technology |  |  | Most widespread technology |  | Most widespread technology |  |  |  | Less widespread technology |  | Widespread fuel | Widespread fuel | Less widespread fuel |  | 103.9257 | 39.0098 | 14.2534 | 108.1243 | 2.5161 | 23.8972 | 0.47592 | 0.001315 | 0.53645 | 8.4818e-05
Residential sector | Appartment blocks | Appartment blocks | 1980 - 1989 | 4.5559 | 3.955 | 0.033713 | 0.06027 | 0.01 | 0.054182 | 0.00078351 | 0.0053037 | 0.04 | 0.0071118 | 0.013158 | 0.35 | 1.7 | 0.5 | 0.35 | 33.33% |  | 33.33% | 33.33% | 100% | [6 empty] | 100% |  |  |  | 100% |  |  |  | 100% |  |  | 100% |  |  |  |  | 100% |  |  | 100% | [5 empty] | Most widespread technology |  | Most widespread technology |  |  |  |  | Less widespread technology |  | Most widespread fuel |  |  |  | Most widespread technology |  |  | Most widespread technology |  | Most widespread technology |  |  |  | Less widespread technology |  | Widespread fuel | Widespread fuel | Less widespread fuel |  | 90.9876 | 30.5598 | 14.2534 | 94.6635 | 1.9711 | 23.8972 | 0.42479 | 0.0010303 | 0.48327 | 6.6452e-05
Residential sector | Appartment blocks | Appartment blocks | 1990 - 1999 | 2.2253 | 1.9318 | 0.016 | 0.029438 | 0.007 | 0.026465 | 0.0003827 | 0.0025906 | 0.01 | 0.0034737 | 0.015965 | 0.28 | 1.65 | 0.45 | 0.28 | 33.33% |  | 33.33% | 33.33% | 100% | [6 empty] | 100% |  |  |  | 100% |  |  |  | 100% |  |  | 100% |  |  |  |  | 100% |  |  | 100% | [5 empty] | Most widespread technology |  | Most widespread technology |  |  |  |  | Less widespread technology |  | Most widespread fuel |  |  |  | Most widespread technology |  |  | Most widespread technology |  | Most widespread technology |  |  |  | Less widespread technology |  | Widespread fuel | Widespread fuel | Less widespread fuel |  | 78.0495 | 22.1098 | 14.2534 | 81.2027 | 1.4261 | 23.8972 | 0.18249 | 0.00035377 | 0.21005 | 2.2818e-05
Residential sector | Appartment blocks | Appartment blocks | 2000 - 2010 | 2.1585 | 1.8738 | 0.015492 | 0.028554 | 0.007 | 0.02567 | 0.0003712 | 0.0025128 | 0.01 | 0.0033694 | 0.015185 | 0.2 | 1.6 | 0.4 | 0.2 | 33.33% |  | 33.33% | 33.33% | 100% | [6 empty] | 100% | [5 empty] | 100% |  | 100% |  |  | 100% |  |  |  |  | 100% |  |  | 100% | [5 empty] | Most widespread technology |  | Most widespread technology |  |  |  |  | Less widespread technology |  | Most widespread fuel |  |  |  | Most widespread technology |  |  | Most widespread technology |  | Most widespread technology |  |  |  | Less widespread technology |  | Widespread fuel | Widespread fuel | Less widespread fuel |  | 63.523 | 20.2737 | 14.2534 | 66.0893 | 1.3077 | 23.8972 | 0.14979 | 0.00031409 | 0.17542 | 2.0259e-05
Residential sector | Appartment blocks | Appartment blocks | Post 2010 | 1.2807 | 1.1118 | 0.0088214 | 0.016942 | 0.003 | 0.015231 | 0.00022025 | 0.0014909 | 0.01 | 0.0019992 | 0.0049433 | 0.78 | 2.37 | 0.35 | 0.6 | 33.33% |  | 33.33% | 33.33% | 100% | [6 empty] | 100% | [5 empty] | 100% |  | 100% |  |  | 100% |  |  |  |  | 100% |  |  | 100% | [5 empty] | Most widespread technology |  | Most widespread technology |  |  |  |  | Less widespread technology |  | Most widespread fuel |  |  |  | Most widespread technology |  |  | Most widespread technology |  | Most widespread technology |  |  |  | Less widespread technology |  | Widespread fuel | Widespread fuel | Less widespread fuel |  | 48.9966 | 18.4375 | 14.2534 | 50.976 | 1.1892 | 23.8972 | 0.072728 | 0.00016265 | 0.08728 | 1.0491e-05
Service sector | Total | Total |  |  |  |  | 0.20428 | 0.088502 | 0.098319 | 0.10452 | 0
Service sector | Total | Total | Before 1945 | 3.72 | 3.72 | 0.62113 | 0.024009 | 0.0095776 | 0.011707 | 0.012123 | 0 | 0.021504 | 0.0025051 | 0 | 1 | 2.4 | 0.7 | 1 | [64 empty] | 136.8097 | 32.8429 | 2.216 | 283.196 | 8.8676 | 3.3239 | 0.51718 | 0.0204 | 1.0659 | 0.005508 | 3.72 | 35.48% | 6.72% | 25.81% | 8.871% | 4.57% | 18.55% | 100% |  | 0.3138% | 0.06195% | 0.05602% | 0.2952% | 0.1108% | 0.2694%
Service sector | Total | Total | 1945 - 1969 | 6.63 | 6.63 | 1.2132 | 0.041563 | 0.017407 | 0.02019 | 0.021008 | 0 | 0.037302 | 0.0042605 | 0 | 0.9 | 2.35 | 0.5 | 0.7 | [64 empty] | 123.3251 | 33.8273 | 2.1385 | 255.2829 | 9.1334 | 3.2077 | 0.83182 | 0.041041 | 1.7138 | 0.011081 | 6.63 | 31.22% | 9.653% | 29.41% | 7.994% | 1.961% | 19.76% | 100% |  | 0.4923% | 0.296% | 0.1508% | 0.7648% | 0.1083% | 0.7666%
Service sector | Total | Total | 1970 - 1979 | 6.15 | 6.15 | 1.1204 | 0.038913 | 0.016516 | 0.018884 | 0.019681 | 0 | 0.034934 | 0.0039788 | -1.5613e-17 | 0.6 | 2.3 | 0.4 | 0.55 | [64 empty] | 90.2988 | 34.4747 | 2.0195 | 186.9185 | 9.3082 | 3.0292 | 0.56776 | 0.038624 | 1.2882 | 0.010429 | 6.15 | 30.73% | 10.41% | 30.24% | 4.878% | 4.553% | 19.19% | 100% |  | 0.9525% | 0.5101% | 0.2938% | 0.8279% | 0.4451% | 1.146%
Service sector | Total | Total | 1980 - 1989 | 5.98 | 5.98 | 1.0875 | 0.035868 | 0.015124 | 0.017446 | 0.018093 | 0 | 0.032166 | 0.003702 | -5.2042e-18 | 0.5 | 2.1 | 0.35 | 0.4 | [64 empty] | 78.4424 | 32.4795 | 2.1649 | 162.3758 | 8.7695 | 3.2473 | 0.48203 | 0.035321 | 0.99043 | 0.0095365 | 5.98 | 29.93% | 8.863% | 29.43% | 8.696% | 3.01% | 20.07% | 100% |  | 0.6963% | 0.2198% | 0.2075% | 0.8767% | 0.1838% | 0.8183%
Service sector | Total | Total | 1990 - 1999 | 3.36 | 3.36 | 0.5805 | 0.02746 | 0.012721 | 0.012889 | 0.014478 | 0 | 0.024897 | 0.0025632 | -5.2042e-18 | 0.4 | 1.9 | 0.3 | 0.3 | [64 empty] | 64.2418 | 34.5027 | 2.364 | 132.9804 | 9.3157 | 3.5461 | 0.2238 | 0.020029 | 0.45873 | 0.0054078 | 3.36 | 27.68% | 27.38% | 14.88% | 6.25% | 4.167% | 19.64% | 100% |  | 0.3642% | 0.3876% | 0.05763% | 0.3302% | 0.1378% | 0.4432%
Service sector | Total | Total | 2000 - 2010 | 3.47 | 3.47 | 0.60179 | 0.026309 | 0.012391 | 0.012345 | 0.013887 | 0 | 0.023812 | 0.0024969 | 0 | 0.3 | 2.13 | 0.2 | 0.45 | [64 empty] | 63.3925 | 33.6307 | 2.3626 | 131.2225 | 9.0803 | 3.5438 | 0.22817 | 0.020238 | 0.46764 | 0.0054644 | 3.47 | 25.65% | 24.5% | 11.82% | 4.899% | 14.12% | 19.02% | 100% |  | 0.3748% | 0.3151% | 0.05067% | 0.2738% | 0.4763% | 0.4341%
Service sector | Total | Total | Post 2010 | 1.84 | 1.84 | 0.28638 | 0.010159 | 0.0047659 | 0.0048568 | 0.0052448 | 0 | 0.009111 | 0.0010485 | 0 | 0.78 | 2.37 | 0.35 | 0.6 | [64 empty] | 46.9845 | 28.5826 | 2.3316 | 97.2579 | 7.7173 | 3.4974 | 0.090742 | 0.0081855 | 0.18539 | 0.0022101 | 1.84 | 22.83% | 11.41% | 16.85% | 5.978% | 22.83% | 20.11% | 100% |  | 0.3031% | 0.1522% | 0.07592% | 0.4994% | 1.033% | 0.4952%
Service sector | Offices | Offices |  |  |  |  | 0.13095 | 0.04 | 0.063957 | 0.066995 | 0
Service sector | Offices | Offices | Before 1945 | 1.32 | 1.32 | 0.21479 | 0.018567 | 0.0056713 | 0.0090681 | 0.0094988 | 0 | 0.016645 | 0.0019217 | 0 | 1 | 2.4 | 0.7 | 1 | [64 empty] | 138.6244 | 32.8429 | 2.1481 | 286.9524 | 8.8676 | 3.2222 | 0.18582 | 0.0070542 | 0.38303 | 0.0019046
Service sector | Offices | Offices | 1945 - 1969 | 2.07 | 2.07 | 0.38893 | 0.029116 | 0.0088937 | 0.01422 | 0.014896 | 0 | 0.026103 | 0.0030135 | 0 | 0.9 | 2.35 | 0.5 | 0.7 | [64 empty] | 130.5575 | 30.5439 | 2.1481 | 270.254 | 8.2469 | 3.2222 | 0.2747 | 0.01188 | 0.5661 | 0.0032075
Service sector | Offices | Offices | 1970 - 1979 | 1.89 | 1.89 | 0.35411 | 0.026584 | 0.0081203 | 0.012984 | 0.013601 | 0 | 0.023833 | 0.0027515 | 0 | 0.6 | 2.3 | 0.4 | 0.55 | [64 empty] | 89.5171 | 30.8494 | 2.1481 | 185.3003 | 8.3293 | 3.2222 | 0.17325 | 0.010924 | 0.47631 | 0.0029495
Service sector | Offices | Offices | 1980 - 1989 | 1.79 | 1.79 | 0.33476 | 0.025178 | 0.0076907 | 0.012297 | 0.012881 | 0 | 0.022572 | 0.0026059 | 0 | 0.5 | 2.1 | 0.35 | 0.4 | [64 empty] | 76.4801 | 28.3814 | 2.1481 | 158.3139 | 7.663 | 3.2222 | 0.14074 | 0.0095008 | 0.28915 | 0.0025652
Service sector | Offices | Offices | 1990 - 1999 | 0.93 | 0.93 | 0.16834 | 0.013081 | 0.0039957 | 0.0063889 | 0.0066923 | 0 | 0.011727 | 0.0013539 | 0 | 0.4 | 1.9 | 0.3 | 0.3 | [64 empty] | 63.4432 | 25.9135 | 2.1481 | 131.3275 | 6.9966 | 3.2222 | 0.061 | 0.0043624 | 0.12513 | 0.0011778
Service sector | Offices | Offices | 2000 - 2010 | 0.89 | 0.89 | 0.1606 | 0.012519 | 0.0038238 | 0.0061141 | 0.0064045 | 0 | 0.011223 | 0.0012957 | 0 | 0.3 | 2.13 | 0.2 | 0.45 | [64 empty] | 54.3127 | 23.5813 | 2.1481 | 112.4272 | 6.3669 | 3.2222 | 0.05025 | 0.0037873 | 0.10293 | 0.0010226
Service sector | Offices | Offices | Post 2010 | 0.42 | 0.42 | 0.06966 | 0.0059076 | 0.0018045 | 0.0028853 | 0.0030224 | 0 | 0.0052962 | 0.00061144 | 0 | 0.78 | 2.37 | 0.35 | 0.6 | [64 empty] | 45.1821 | 23.3232 | 2.1481 | 93.527 | 6.2973 | 3.2222 | 0.019879 | 0.0016247 | 0.040635 | 0.00043867
Service sector | Trade | Trade |  |  |  |  | 0.056826 | 0.032 | 0.025288 | 0.031538 | 0
Service sector | Trade | Trade | Before 1945 | 0.25 | 0.25 | 0.036765 | 0.0035165 | 0.0019802 | 0.0015648 | 0.0019516 | 0 | 0.0032527 | 0.00026373 | 0 | 1 | 2.4 | 0.7 | 1 | [64 empty] | 191.4498 | 32.8429 | 2.5329 | 396.3011 | 8.8676 | 3.7993 | 0.048496 | 0.0012075 | 0.10003 | 0.00032602
Service sector | Trade | Trade | 1945 - 1969 | 0.64 | 0.64 | 0.11223 | 0.0090021 | 0.0050693 | 0.0040059 | 0.0049962 | 0 | 0.008327 | 0.00067516 | 0 | 0.9 | 2.35 | 0.5 | 0.7 | [64 empty] | 167.1079 | 41.0537 | 2.5329 | 345.9134 | 11.0845 | 3.7993 | 0.10857 | 0.0046075 | 0.22382 | 0.001244
Service sector | Trade | Trade | 1970 - 1979 | 0.64 | 0.64 | 0.11223 | 0.0090021 | 0.0050693 | 0.0040059 | 0.0049962 | 0 | 0.008327 | 0.00067516 | 0 | 0.6 | 2.3 | 0.4 | 0.55 | [64 empty] | 125.6628 | 41.4642 | 2.5329 | 260.1219 | 11.1953 | 3.7993 | 0.082045 | 0.0046535 | 0.16891 | 0.0012565
Service sector | Trade | Trade | 1980 - 1989 | 0.53 | 0.53 | 0.090945 | 0.0074549 | 0.004198 | 0.0033174 | 0.0041375 | 0 | 0.0068958 | 0.00055912 | 0 | 0.5 | 2.1 | 0.35 | 0.4 | [64 empty] | 97.7534 | 44.7813 | 2.5329 | 202.3495 | 12.091 | 3.7993 | 0.053152 | 0.0040726 | 0.10926 | 0.0010996
Service sector | Trade | Trade | 1990 - 1999 | 0.92 | 0.92 | 0.16641 | 0.012941 | 0.0072871 | 0.0057585 | 0.007182 | 0 | 0.01197 | 0.00097054 | 0 | 0.4 | 1.9 | 0.3 | 0.3 | [64 empty] | 69.844 | 48.0985 | 2.5329 | 144.5771 | 12.9866 | 3.7993 | 0.066587 | 0.0080041 | 0.13651 | 0.0021611
Service sector | Trade | Trade | 2000 - 2010 | 0.85 | 0.85 | 0.15287 | 0.011956 | 0.0067327 | 0.0053204 | 0.0066356 | 0 | 0.011059 | 0.0008967 | 0 | 0.3 | 2.13 | 0.2 | 0.45 | [64 empty] | 71.5666 | 48.5795 | 2.5329 | 148.1428 | 13.1165 | 3.7993 | 0.062985 | 0.0074261 | 0.12915 | 0.002005
Service sector | Trade | Trade | Post 2010 | 0.21 | 0.21 | 0.029025 | 0.0029538 | 0.0016634 | 0.0013145 | 0.0016394 | 0 | 0.0027323 | 0.00022154 | 0 | 0.78 | 2.37 | 0.35 | 0.6 | [64 empty] | 47.0176 | 32.8429 | 2.5329 | 97.3265 | 8.8676 | 3.7993 | 0.010406 | 0.00095327 | 0.021236 | 0.00025738
Service sector | Education | Education |  |  |  |  | 0.006 | 0.006 | 0.0045528 | 0 | 0
Service sector | Education | Education | Before 1945 | 0.96 | 0.96 | 0.17415 | 0.00074323 | 0.00074323 | 0.00056396 | 0 | 0 | 0.00061985 | 0.00012338 | 0 | 1 | 2.4 | 0.7 | 1 | [64 empty] | 131.9882 | 32.8429 | 0.92978 | 273.2157 | 8.8676 | 1.3947 | 0.1276 | 0.0057196 | 0.26363 | 0.0015443
Service sector | Education | Education | 1945 - 1969 | 1.95 | 1.95 | 0.36572 | 0.0015097 | 0.0015097 | 0.0011455 | 0 | 0 | 0.0012591 | 0.00025061 | 0 | 0.9 | 2.35 | 0.5 | 0.7 | [64 empty] | 108.0511 | 35.7988 | 0.92978 | 223.6659 | 9.6657 | 1.3947 | 0.21251 | 0.013092 | 0.43887 | 0.0035349
Service sector | Education | Education | 1970 - 1979 | 1.86 | 1.86 | 0.3483 | 0.00144 | 0.00144 | 0.0010927 | 0 | 0 | 0.001201 | 0.00023904 | 0 | 0.6 | 2.3 | 0.4 | 0.55 | [64 empty] | 82.928 | 36.1568 | 0.92978 | 171.661 | 9.7623 | 1.3947 | 0.15598 | 0.012593 | 0.32188 | 0.0034002
Service sector | Education | Education | 1980 - 1989 | 1.76 | 1.76 | 0.32895 | 0.0013626 | 0.0013626 | 0.0010339 | 0 | 0 | 0.0011364 | 0.00022619 | 0 | 0.5 | 2.1 | 0.35 | 0.4 | [64 empty] | 72.4326 | 31.2756 | 0.92978 | 149.9354 | 8.4444 | 1.3947 | 0.12912 | 0.00028811 | 0.26634 | 0.0027778
Service sector | Education | Education | 1990 - 1999 | 0.5 | 0.5 | 0.08514 | 0.0003871 | 0.0003871 | 0.00029373 | 0 | 0 | 0.00032284 | 6.4258e-05 | 0 | 0.4 | 1.9 | 0.3 | 0.3 | [64 empty] | 61.9371 | 26.3944 | 0.92978 | 128.2099 | 7.1265 | 1.3947 | 0.031433 | 0.0022472 | 0.064802 | 0.00060675
Service sector | Education | Education | 2000 - 2010 | 0.41 | 0.41 | 0.067725 | 0.00031742 | 0.00031742 | 0.00024086 | 0 | 0 | 0.00026473 | 5.2692e-05 | 0 | 0.3 | 2.13 | 0.2 | 0.45 | [64 empty] | 64.2716 | 30.0897 | 0.92978 | 133.0421 | 8.1242 | 1.3947 | 0.026733 | 0.0020378 | 0.055119 | 0.00055021
Service sector | Education | Education | Post 2010 | 0.31 | 0.31 | 0.048375 | 0.00024 | 0.00024 | 0.00018211 | 0 | 0 | 0.00020016 | 3.984e-05 | 0 | 0.78 | 2.37 | 0.35 | 0.6 | [64 empty] | 51.2911 | 32.8429 | 0.92978 | 106.1726 | 8.8676 | 1.3947 | 0.016188 | 0.0015888 | 0.033346 | 0.00042897
Service sector | Health | Health |  |  |  |  | 0.001 | 0.001 | 0.0005242 | 0.0004758 | 0
Service sector | Health | Health | Before 1945 | 0.33 | 0.33 | 0.052245 | 0.00015207 | 0.00015207 | 7.9717e-05 | 7.2357e-05 | 0 | 0.00012683 | 2.5244e-05 | 0 | 1 | 2.4 | 0.7 | 1 | [64 empty] | 117.4923 | 32.8429 | 5.8673 | 243.2091 | 8.8676 | 8.8009 | 0.040709 | 0.0017159 | 0.083163 | 0.00046329
Service sector | Health | Health | 1945 - 1969 | 0.53 | 0.53 | 0.090945 | 0.00024424 | 0.00024424 | 0.00012803 | 0.00011621 | 0 | 0.0002037 | 4.0544e-05 | 0 | 0.9 | 2.35 | 0.5 | 0.7 | [64 empty] | 98.4782 | 30.5439 | 5.8673 | 203.8498 | 8.2469 | 8.8009 | 0.055303 | 0.0027778 | 0.1127 | 0.00075001
Service sector | Health | Health | 1970 - 1979 | 0.3 | 0.3 | 0.04644 | 0.00013825 | 0.00013825 | 7.247e-05 | 6.5779e-05 | 0 | 0.0001153 | 2.2949e-05 | 0 | 0.6 | 2.3 | 0.4 | 0.55 | [64 empty] | 67.3967 | 30.8494 | 5.8673 | 139.5111 | 8.3293 | 8.8009 | 0.021979 | 0.0014326 | 0.044494 | 0.00038681
Service sector | Health | Health | 1980 - 1989 | 0.52 | 0.52 | 0.08901 | 0.00023963 | 0.00023963 | 0.00012561 | 0.00011402 | 0 | 0.00019985 | 3.9779e-05 | 0 | 0.5 | 2.1 | 0.35 | 0.4 | [64 empty] | 57.7484 | 27.3017 | 5.8673 | 119.5392 | 7.3715 | 8.8009 | 0.03308 | 0.0024301 | 0.066737 | 0.00065613
Service sector | Health | Health | 1990 - 1999 | 0.21 | 0.21 | 0.029025 | 9.6774e-05 | 9.6774e-05 | 5.0729e-05 | 4.6045e-05 | 0 | 8.071e-05 | 1.6065e-05 | 0 | 0.4 | 1.9 | 0.3 | 0.3 | [64 empty] | 48.1001 | 23.754 | 5.8673 | 99.5673 | 6.4136 | 8.8009 | 0.011333 | 0.00068946 | 0.022757 | 0.00018615
Service sector | Health | Health | 2000 - 2010 | 0.17 | 0.17 | 0.021285 | 7.8341e-05 | 7.8341e-05 | 4.1066e-05 | 3.7275e-05 | 0 | 6.5336e-05 | 1.3005e-05 | 0 | 0.3 | 2.13 | 0.2 | 0.45 | [64 empty] | 51.2817 | 26.842 | 5.8673 | 106.1531 | 7.2473 | 8.8009 | 0.0097153 | 0.00057133 | 0.019542 | 0.00015426
Service sector | Health | Health | Post 2010 | 0.11 | 0.11 | 0.009675 | 5.0691e-05 | 5.0691e-05 | 2.6572e-05 | 2.4119e-05 | 0 | 4.2276e-05 | 8.4147e-06 | 0 | 0.78 | 2.37 | 0.35 | 0.6 | [64 empty] | 36.8705 | 24.7636 | 5.8673 | 76.3219 | 6.6862 | 8.8009 | 0.0047012 | 0.00023959 | 0.0093635 | 6.4689e-05
Service sector | Hotels and Restaurants | Hotels and Restaurants |  |  |  |  | 0.0025023 | 0.0025023 | 0.0011969 | 0.0013055 | 0
Service sector | Hotels and Restaurants | Hotels and Restaurants | Before 1945 | 0.17 | 0.17 | 0.021285 | 0.00023502 | 0.00023502 | 0.00011241 | 0.00012261 | 0 | 0.00019601 | 3.9014e-05 | 0 | 1 | 2.4 | 0.7 | 1 | [64 empty] | 130.2252 | 32.8429 | 2.2626 | 269.5662 | 8.8676 | 3.3939 | 0.022523 | 0.00069906 | 0.046403 | 0.00018875
Service sector | Hotels and Restaurants | Hotels and Restaurants | 1945 - 1969 | 0.13 | 0.13 | 0.013545 | 0.00017972 | 0.00017972 | 8.5962e-05 | 9.3762e-05 | 0 | 0.00014989 | 2.9834e-05 | 0 | 0.9 | 2.35 | 0.5 | 0.7 | [64 empty] | 123.3017 | 31.8576 | 2.2136 | 255.2345 | 8.6016 | 3.3205 | 0.016317 | 0.00043151 | 0.033612 | 0.00011651
Service sector | Hotels and Restaurants | Hotels and Restaurants | 1970 - 1979 | 0.28 | 0.28 | 0.04257 | 0.0003871 | 0.0003871 | 0.00018515 | 0.00020195 | 0 | 0.00032284 | 6.4258e-05 | 0 | 0.6 | 2.3 | 0.4 | 0.55 | [64 empty] | 89.8878 | 32.1762 | 2.2254 | 186.0677 | 8.6876 | 3.3381 | 0.025792 | 0.0013697 | 0.053034 | 0.00036983
Service sector | Hotels and Restaurants | Hotels and Restaurants | 1980 - 1989 | 0.18 | 0.18 | 0.02322 | 0.00024885 | 0.00024885 | 0.00011902 | 0.00012982 | 0 | 0.00020754 | 4.1309e-05 | 0 | 0.5 | 2.1 | 0.35 | 0.4 | [64 empty] | 89.0392 | 28.476 | 2.2254 | 184.3111 | 7.6885 | 3.3381 | 0.016428 | 0.00066121 | 0.033777 | 0.00017853
Service sector | Hotels and Restaurants | Hotels and Restaurants | 1990 - 1999 | 0.14 | 0.14 | 0.01548 | 0.00019355 | 0.00019355 | 9.2574e-05 | 0.00010097 | 0 | 0.00016142 | 3.2129e-05 | 0 | 0.4 | 1.9 | 0.3 | 0.3 | [64 empty] | 64.3942 | 24.7757 | 2.3977 | 133.2961 | 6.6894 | 3.5966 | 0.0093509 | 0.00038353 | 0.019165 | 0.00010355
Service sector | Hotels and Restaurants | Hotels and Restaurants | 2000 - 2010 | 0.49 | 0.49 | 0.083205 | 0.00067742 | 0.00067742 | 0.00032401 | 0.00035341 | 0 | 0.00056497 | 0.00011245 | 0 | 0.3 | 2.13 | 0.2 | 0.45 | [64 empty] | 65.8258 | 27.9965 | 2.3953 | 136.2595 | 7.5591 | 3.593 | 0.033428 | 0.0023295 | 0.068528 | 0.00062895
Service sector | Hotels and Restaurants | Hotels and Restaurants | Post 2010 | 0.42 | 0.42 | 0.06966 | 0.00058065 | 0.00058065 | 0.00027772 | 0.00030292 | 0 | 0.00048426 | 9.6387e-05 | 0 | 0.78 | 2.37 | 0.35 | 0.6 | [64 empty] | 47.7788 | 25.8145 | 2.4335 | 98.9022 | 6.9699 | 3.6502 | 0.021089 | 0.0017982 | 0.043072 | 0.00048553
Service sector | Other non-residential buildings | Other non-residential buildings |  |  |  |  | 0.007 | 0.007 | 0.0028 | 0.0042 | 0
Service sector | Other non-residential buildings | Other non-residential buildings | Before 1945 | 0.69 | 0.69 | 0.1219 | 0.00079572 | 0.00079572 | 0.00031829 | 0.00047743 | 0 | 0.00066363 | 0.00013209 | 0 | 1 | 2.4 | 0.7 | 1 | [64 empty] | 131.1099 | 32.8429 | 2.2626 | 271.3976 | 8.8676 | 3.3939 | 0.092027 | 0.0040037 | 0.18961 | 0.001081
Service sector | Other non-residential buildings | Other non-residential buildings | 1945 - 1969 | 1.31 | 1.31 | 0.24188 | 0.0015107 | 0.0015107 | 0.00060428 | 0.00090643 | 0 | 0.0012599 | 0.00025078 | 0 | 0.9 | 2.35 | 0.5 | 0.7 | [64 empty] | 123.2975 | 34.0745 | 2.2136 | 255.2257 | 9.2001 | 3.3205 | 0.16442 | 0.0082418 | 0.3387 | 0.0022253
Service sector | Other non-residential buildings | Other non-residential buildings | 1970 - 1979 | 1.18 | 1.18 | 0.21672 | 0.0013608 | 0.0013608 | 0.00054432 | 0.00081647 | 0 | 0.0011349 | 0.00022589 | 0 | 0.6 | 2.3 | 0.4 | 0.55 | [64 empty] | 89.9088 | 35.3061 | 2.2254 | 186.1113 | 9.5327 | 3.3381 | 0.10872 | 0.0076515 | 0.22355 | 0.0020659
Service sector | Other non-residential buildings | Other non-residential buildings | 1980 - 1989 | 1.2 | 1.2 | 0.22059 | 0.0013839 | 0.0013839 | 0.00055354 | 0.00083031 | 0 | 0.0011541 | 0.00022972 | 0 | 0.5 | 2.1 | 0.35 | 0.4 | [64 empty] | 89.0328 | 37.7694 | 2.2254 | 184.2979 | 10.1977 | 3.3381 | 0.10951 | 0.0083315 | 0.22516 | 0.0022495
Service sector | Other non-residential buildings | Other non-residential buildings | 1990 - 1999 | 0.66 | 0.66 | 0.1161 | 0.00076112 | 0.00076112 | 0.00030445 | 0.00045667 | 0 | 0.00063477 | 0.00012635 | 0 | 0.4 | 1.9 | 0.3 | 0.3 | [64 empty] | 64.4073 | 39.2801 | 2.3977 | 133.3232 | 10.6056 | 3.5966 | 0.044091 | 0.0045604 | 0.090367 | 0.0012313
Service sector | Other non-residential buildings | Other non-residential buildings | 2000 - 2010 | 0.66 | 0.66 | 0.1161 | 0.00076112 | 0.00076112 | 0.00030445 | 0.00045667 | 0 | 0.00063477 | 0.00012635 | 0 | 0.3 | 2.13 | 0.2 | 0.45 | [64 empty] | 65.8761 | 36.0615 | 2.3953 | 136.3636 | 9.7366 | 3.593 | 0.045059 | 0.0041867 | 0.092371 | 0.0011304
Service sector | Other non-residential buildings | Other non-residential buildings | Post 2010 | 0.37 | 0.37 | 0.059985 | 0.00042669 | 0.00042669 | 0.00017068 | 0.00025601 | 0 | 0.00035586 | 7.083e-05 | 0 | 0.78 | 2.37 | 0.35 | 0.6 | [64 empty] | 47.5087 | 32.8429 | 2.4335 | 98.3429 | 8.8676 | 3.6502 | 0.018479 | 0.0019701 | 0.037737 | 0.00053192
0.007
7.909%
Estimated
Note on U2: TABULA, TABULA WebTool, 2017 http://webtool.building-typology.eu/#bm
Note on AF2: TABULA, TABULA WebTool, 2017 http://webtool.building-typology.eu/#bm
Note on AN2: TABULA, TABULA WebTool, 2017 http://webtool.building-typology.eu/#bm
Note on AU2: TABULA, TABULA WebTool, 2017 http://webtool.building-typology.eu/#bm
Note on BD2: SPezzutto: TABULA, TABULA WebTool, 2017 http://webtool.building-typology.eu/#bm
Note on BR2: SPezzutto: TABULA, TABULA WebTool, 2017 http://webtool.building-typology.eu/#bm
Note on BT2: SPezzutto: TABULA, TABULA WebTool, 2017 http://webtool.building-typology.eu/#bm
Following information have been retrieved by experts questioning and relate to Northern Europe (Denmark, Finland, Sweden, Estonia, Latvia and Llithuania)
OFFICES
Construction materials:
Walls: in the majority of the cases BRICKS were used and INSULATION is present only in few cases.
Windows: about 50% of the frames are made of SYNTHETIC/PVC material and the other 50% of ALUMINIUM. LOW-EMITTANCE GLASS is present only in few cases.
Roofs: in the majority of the cases CONCRETE and BRICKS were used and INSULATION is most times not present.
Floors: in the majority of the cases CONCRETE was used and INSULATION is present only in few cases.
Construction methodologies:
Walls: the most common methodology is HONEYCOMB BRICKS/HOLLOW BLOCK WALL.
Windows: DOUBLE GLAZING is the most common.
Roofs: FLAT ROOF is the most common.
Floors: CONCRETE SLAB is the most common.
TRADE
Construction materials:
Walls: in the majority of the cases BRICKS were used and INSULATION is present only in few cases.
Windows: about 50% of the frames are made of SYNTHETIC/PVC material and the other 50% of ALUMINIUM. LOW-EMITTANCE GLASS is present only in few cases.
Roofs: in the majority of the cases CONCRETE and BRICKS were used and INSULATION is most times not present.
Floors: in the majority of the cases CONCRETE was used and INSULATION is present only in few cases.
Construction methodologies:
Walls: the most common methodology is HONEYCOMB BRICKS/HOLLOW BLOCK WALL.
Windows: SINGLE AND DOUBLE GLAZING are the most common.
Roofs: FLAT ROOF is the most common.
Floors: CONCRETE SLAB is the most common.
EDUCATION
Construction materials:
Walls: in the majority of the cases BRICKS and CONCRETE were used and INSULATION is present only in few cases.
Windows: about 50% of the frames are made of SYNTHETIC/PVC material and the other 50% of ALUMINIUM. LOW-EMITTANCE GLASS is present only in few cases.
Roofs: in the majority of the cases CONCRETE and BRICKS were used and INSULATION is most times not present.
Floors: in the majority of the cases CONCRETE was used and INSULATION is present only in few cases.
Construction methodologies:
Walls: the most common methodology is HONEYCOMB BRICKS/HOLLOW BLOCK WALL.
Windows: DOUBLE GLAZING is the most common.
Roofs: FLAT ROOF is the most common.
Floors: CONCRETE SLAB is the most common.
HEALTH
Construction materials:
Walls: in the majority of the cases BRICKS were used and INSULATION is present only in few cases.
Windows: about 50% of the frames are made of SYNTHETIC/PVC material and the other 50% of ALUMINIUM. LOW-EMITTANCE GLASS is present only in few cases.
Roofs: in the majority of the cases CONCRETE ans BRICKS were used and INSULATION is most times not present.
Floors: in the majority of the cases CONCRETE was used and INSULATION is present only in few cases.
Construction methodologies:
Walls: the most common methodology is HONEYCOMB BRICKS/HOLLOW BLOCK WALL.
Windows: SINGLE AND DOUBLE GLAZING are the most common.
Roofs: FLAT ROOF is the most common.
Floors: CONCRETE SLAB is the most common.
HOTELS AND RESTAURANTS
Construction materials:
Walls: in the majority of the cases BRICKS were used and INSULATION is present only in few cases.
Windows: about 50% of the frames are made of SYNTHETIC/PVC material and the other 50% of ALUMINIUM. LOW-EMITTANCE GLASS is present only in few cases.
Roofs: in the majority of the cases CONCRETE ans BRICKS were used and INSULATION is most times not present.
Floors: in the majority of the cases CONCRETE was used and INSULATION is present only in few cases.
Construction methodologies:
Walls: the most common methodology is HONEYCOMB BRICKS/HOLLOW BLOCK WALL.
Windows: DOUBLE GLAZING are the most common.
Roofs: FLAT ROOF is the most common.
Floors: CONCRETE SLAB is the most common.
OTHER NON RESIDENTIAL BUILDINGS
Construction materials:
Walls: in the majority of the cases BRICKS were used and INSULATION is present only in few cases.
Windows: about 50% of the frames are made of SYNTHETIC/PVC material and the other 50% of ALUMINIUM. LOW-EMITTANCE GLASS is present only in few cases.
Roofs: in the majority of the cases CONCRETE ans BRICKS were used and INSULATION is most times not present.
Floors: in the majority of the cases CONCRETE was used and INSULATION is present only in few cases.
Construction methodologies:
Walls: the most common methodology is HONEYCOMB BRICKS/HOLLOW BLOCK WALL.
Windows: SINGLE AND DOUBLE GLAZING are the most common.
Roofs: FLAT ROOF is the most common.
Floors: CONCRETE SLAB is the most common.
Following information have been retrieved by experts questioning and relate to Northern Europe (Denmark, Finland, Sweden, Estonia, Latvia and Llithuania).
OFFICES
Space heating:
The most common technologies are:
- condensing boiler, central, gas
- district heating
- heat pumps, electricity.
Space cooling:
Not present in most of the cases.
DHW:
The most common technologies are:
- condensing boiler, central, gas
- district heating
- heat pumps, electricity.
TRADE
Space heating:
The most common technologies are:
- condensing boiler, central, gas
- district heating
- heat pumps, electricity.
Space cooling:
Not present in most of the cases.
DHW:
The most common technologies are:
- condensing boiler, central, gas
- district heating
- heat pumps, electricity.
EDUCATION
Space heating:
The most common technologies are:
- condensing boiler, central, gas
- district heating
- heat pumps, electricity.
Space cooling:
Not present in most of the cases.
DHW:
The most common technologies are:
- condensing boiler, central, gas
- district heating
- heat pumps, electricity.
HEALTH
Space heating:
The most common technologies are:
- condensing boiler, central, gas
- district heating
- heat pumps, electricity.
Space cooling:
Present in most of the cases.
DHW:
The most common technologies are:
- condensing boiler, central, gas
- district heating
- heat pumps, electricity.
HOTELS AND RESTAURANTS
Space heating:
The most common technologies are:
- condensing boiler, central, gas
- district heating
- heat pumps, electricity.
Space cooling:
Not present in most of the cases.
DHW:
The most common technologies are:
- condensing boiler, central, gas
- district heating
- heat pumps, electricity.
OTHER NON RESIDENTIAL BUILDINGS
Space heating:
The most common technologies are:
- condensing boiler, central, gas
- district heating
- heat pumps, electricity.
Space cooling:
Not present in most of the cases.
DHW:
The most common technologies are:
- condensing boiler, central, gas
- district heating
- heat pumps, electricity.

## Luxembourg
[19 empty] | WALLS | [10 empty] | WINDOWS | [7 empty] | ROOF | [6 empty] | FLOOR | [8 empty] | SPACE HEATING | [13 empty] | SPACE COOLING |  | DHW
|  |  |  | Area |  |  |  |  | Tenure/ownership status and distribution |  |  | Occupancy |  |  | Construction features (U-values) |  |  |  | construction material |  |  |  | construction methodology | [6 empty] | construction material |  |  | construction methodology |  |  |  |  | construction material | [6 empty] | construction material |  |  |  | construction methodology |  |  |  |  | individual | central | district heating | boiler |  | combined | stove | electric heating | heat pump | fossil fuels |  |  | electricity | biomass | no space cooling | space cooling | individual | central | district heating | boiler |  | Combined | Solar collectors | heat pump | fossil fuels |  |  | electricity | biomass | Useful energy demand |  |  | Final energy consumption |  |  | Total useful energy demand |  | Total final energy consumption
Sector | Subsector | Building type | Buidling age class | Covered area: constructed [Mm²] | Covered area: heated [Mm²] | Covered area: cooled [Mm²] | Number of dwellings/units [Mil.] | Number of buildings [Mil.] | Owner occupied - dwellings/units [Mil.] | Private rented - dwellings/units [Mil.] | Social housing - dwellings/units [Mil.] | Occupied [Mil.] | Vacant [Mil.] | Secondary dwellings/ units and others [Mil.] | Walls | Windows | Roof | Floor | brick | concrete | wood | other | solid wall |  | cavity wall |  | honeycomb bricks / hollow blocks wall |  | other | wood | synthetic / pvc | aluminium | single glazing | double glazing |  | triple glazing |  | wood | concrete | concrete + bricks | tilted roof |  | flat roof |  | wood | concrete | concrete + bricks | other | concrete slab |  | wooden floor (rafters + boards) |  | other |  |  |  | non-condensing | condensing |  |  |  |  | solid | liquid | gas | [7 empty] | non-condensing | condensing |  |  |  | solid | liquid | gas |  |  | Space heating [kWh/m² year] | Space cooling [kWh/m² year] | Domestic hot water [kWh/m² year] | Space heating [kWh/m² year] | Space cooling [kWh/m² year] | Domestic hot water [kWh/m² year] | Space heating+Domestic hot water [TWh/year] | Space cooling [TWh/year] | Space heating+Domestic hot water [TWh/year] | Space cooling [TWh/year]
|  |  |  | 85.8394 | [19 empty] | insulation |  | insulation |  | insulation | [6 empty] | low-e |  | low-e |  |  |  |  | insulation |  | insulation | [5 empty] | insulation |  | insulation
Residential sector | Total | Total |  | 22.0012 |  |  | 0.25631 | 0.1245 | 0.18582 | 0.056387 | 0.014097 | 0.054
Residential sector | Total | Total | Before 1945 | 5.6197 | 4.3808 | 0.013713 | 0.068361 | 0.034 | 0.049562 | 0.015039 | 0.0037599 | 0.058195 | 0.0043067 | 0.005859 | 1.6 | 4.5 | 1.43 | 1.8 | 70.32% |  |  | 29.67% | 72.74% |  |  |  | 27.25% |  |  | 100% |  |  | 100% |  |  |  |  | 89.03% | 10.97% |  | 89.03% | 7.257% | 10.97% |  |  | 100% |  |  | 100% |  |  |  |  | Most widespread technology | Less widespread technology |  | Less widespread technology |  |  | Most widespread technology |  |  |  | Most widespread fuel | Less widespread fuel |  |  | Most widespread technology |  | Most widespread technology |  |  | Most widespread technology | [5 empty] | Most widespread fuel | Less widespread fuel |  |  | 317.1247 | 29.7073 | 26.2125 | 362.6955 | 9.8688 | 26.2125 | 1.5366 | 0.00040738 | 1.7362 | 0.00013533 | 5.6197 | 81.77% | 7.257% | 10.97% | 100% |  | 0.112% | 0.1493% | 0.03258% | 0.08983%
Residential sector | Total | Total | 1945 - 1969 | 4.0183 | 3.1434 | 0.011235 | 0.051563 | 0.023 | 0.037383 | 0.011344 | 0.002836 | 0.042473 | 0.0032485 | 0.0058423 | 1.1 | 3.8 | 0.93 | 1.4 | 74.5% | 25.5% |  |  | 100% | [6 empty] | 11.14% | 88.86% |  | 11.14% | 88.86% |  |  |  | 85.64% | 14.36% |  | 85.64% | 85.64% | 14.36% |  |  | 100% |  |  | 100% |  |  |  |  | Most widespread technology | Less widespread technology |  | Most widespread technology | [6 empty] | Most widespread fuel | Widespread fuel |  |  | Most widespread technology |  | Most widespread technology | Less widespread technology |  | Most widespread technology | [6 empty] | Less widespread fuel | Most widespread fuel |  | 303.1011 | 47.0741 | 26.7862 | 346.6567 | 15.638 | 26.7862 | 1.0604 | 0.00052888 | 1.1973 | 0.00017569 | 4.0183 | 74.5% | 11.14% | 14.36% | 100% |  | 0.08555% | 0.1176% | 0.03258% | 0.07166%
Residential sector | Total | Total | 1970 - 1979 | 3.0535 | 2.3979 | 0.008295 | 0.033673 | 0.0147 | 0.024413 | 0.0074082 | 0.001852 | 0.03036 | 0.0021214 | 0.0011916 | 0.85 | 3 | 0.57 | 0.6 |  | 100% |  |  | 33.55% | 33.55% |  |  | 66.45% |  |  | 28.34% | 71.66% |  |  | 100% |  |  |  | 94.79% | 5.212% |  | 94.79% | 94.79% | 5.212% |  |  | 100% |  |  | 100% | 28.34% |  |  |  | Widespread technology |  | Widespread technology | Most widespread technology | [6 empty] | Most widespread fuel |  |  |  | Most widespread technology |  | Widespread technology |  | Widespread technology | Most widespread technology | [7 empty] | Most widespread fuel |  | 175.8416 | 33.5419 | 27.2681 | 201.1101 | 11.1426 | 27.2681 | 0.50492 | 0.00027823 | 0.56552 | 9.2428e-05 | 3.0535 | 66.45% | 28.34% | 5.212% | 100% |  | 0.08607% | 0.1164% | 0.03327% | 0.02311%
Residential sector | Total | Total | 1980 - 1989 | 2.5463 | 2.006 | 0.007224 | 0.026442 | 0.0152 | 0.019171 | 0.0058173 | 0.0014543 | 0.024655 | 0.0016659 | 0.00012166 | 0.6 | 2 | 0.35 | 0.55 |  | 100% |  |  | 40.23% | 40.23% |  |  | 59.77% | 59.77% |  | 38.28% | 61.72% |  |  | 100% |  |  |  | 59.77% | 40.23% |  | 59.77% | 59.77% | 40.23% | 40.23% |  | 100% |  |  | 100% | 100% |  |  |  | Widespread technology | Widespread technology |  |  | Widespread technology |  | Widespread technology |  |  | Widespread fuel |  | Widespread fuel |  |  | Most widespread technology |  | Most widespread technology |  | Widespread technology | Most widespread technology | [6 empty] | Less widespread fuel | Most widespread fuel |  | 151.0637 | 25.8049 | 27.668 | 172.7715 | 8.5724 | 27.668 | 0.37348 | 0.00018641 | 0.41703 | 6.1927e-05 | 2.5463 | 59.77% | 38.28% | 1.953% | 100% |  | 0.07903% | 0.09864% | 0.07752% | 0.009192%
Residential sector | Total | Total | 1990 - 1999 | 1.9395 | 1.5372 | 0.005691 | 0.020179 | 0.0131 | 0.01463 | 0.0044394 | 0.0011099 | 0.019002 | 0.0012713 | 0.0001 | 0.5 | 1.6 | 0.28 | 0.5 |  | 100% |  |  | 100% | 100% | [6 empty] | 100% |  |  | 100% |  |  |  | 69.49% | 30.51% |  | 69.49% | 97.95% | 30.51% | 58.97% |  | 100% |  |  | 100% | 100% |  |  |  | Less widespread technology | Widespread technology | Widespread technology |  | Less widespread technology |  | Widespread technology | Widespread technology |  | Widespread fuel |  | Widespread fuel |  |  | Most widespread technology |  | Most widespread technology |  |  | Widespread technology |  |  |  | Widespread technology |  |  | Less widespread fuel | Most widespread fuel |  | 92.233 | 24.2135 | 28.7892 | 105.4869 | 8.0437 | 28.7892 | 0.19762 | 0.0001378 | 0.21799 | 4.5777e-05 | 1.9395 | 41.03% | 56.92% | 2.051% | 100% |  | 0.06698% | 0.06283% | 0.08563% | 0.00959%
Residential sector | Total | Total | 2000 - 2010 | 2.6656 | 2.0982 | 0.0084 | 0.031953 | 0.013 | 0.023166 | 0.0070297 | 0.0017574 | 0.026106 | 0.0020131 | 0.0038344 | 0.4 | 1.3 | 0.25 | 0.4 |  | 100% |  |  | 100% | 100% | [5 empty] | 86.94% | 13.06% |  |  | 100% | 86.94% |  |  | 73.88% | 26.12% |  | 73.88% | 73.88% | 26.12% | 26.12% |  | 100% |  |  | 100% | 100% |  |  |  | Less widespread technology | Widespread technology | Widespread technology | Less widespread technology | Less widespread technology |  |  | Widespread technology |  |  |  | Most widespread fuel |  |  | Widespread technology | Widespread technology | Most widespread technology |  |  | Widespread technology |  |  |  | Widespread technology |  |  | Less widespread fuel | Most widespread fuel |  | 84.1697 | 20.9201 | 26.8235 | 96.2649 | 6.9497 | 26.8235 | 0.24811 | 0.00017573 | 0.27349 | 5.8377e-05 | 2.6656 | 73.88% | 16.04% | 10.07% | 100% |  | 0.08049% | 0.1226% | 0.09092% | 0.05718%
Residential sector | Total | Total | Post 2010 | 2.1583 | 1.7063 | 0.007329 | 0.024134 | 0.0115 | 0.017497 | 0.0053094 | 0.0013273 | 0.021543 | 0.0015204 | 0.0010698 | 0.34 | 1.4 | 0.2 | 0.37 |  | 100% |  |  | 100% | 100% | [5 empty] | 100% |  |  |  | 100% | 100% |  |  | 78.8% | 21.2% |  | 78.8% | 78.8% | 21.2% | 21.2% |  | 100% |  |  | 100% | 100% |  |  |  | Less widespread technology | Most widespread technology |  |  | Less widespread technology |  |  |  | Most widespread technology |  |  | Less widespread fuel | Most widespread fuel |  | Less widespread technology | Most widespread technology |  | Most widespread technology |  | Less widespread technology | Less widespread technology |  |  | Most widespread technology |  |  | Less widespread fuel | Most widespread fuel |  | 35.8509 | 15.7518 | 26.5291 | 41.0026 | 5.2328 | 26.5291 | 0.10843 | 0.00011545 | 0.12722 | 3.8351e-05 | 2.1583 | 78.8% | 15.21% | 5.991% | 100% |  | 0.09145% | 0.1835% | 0.03461% | 0.06116%
Residential sector | Single family- Terraced houses | Single family- Terraced houses |  |  |  |  | 0.17161 | 0.098 | 0.12441 | 0.037753 | 0.0094383
Residential sector | Single family- Terraced houses | Single family- Terraced houses | Before 1945 | 4.5952 | 3.5635 | 0.010626 | 0.051613 | 0.03 | 0.03742 | 0.011355 | 0.0028387 | 0.047312 | 0.0032516 | 0.0010495 | 1.6 | 4.5 | 1.43 | 1.8 | 66.66% |  |  | 33.33% | 66.66% |  |  |  | 33.33% |  |  | 100% |  |  | 100% |  |  |  |  | 100% |  |  | 100% |  |  |  |  | 100% |  |  | 100% |  |  |  |  | Most widespread technology | [5 empty] | Most widespread technology |  |  |  | Most widespread fuel |  |  |  | Most widespread technology |  | Most widespread technology |  |  | Most widespread technology | [5 empty] | Most widespread fuel |  |  |  | 344.3607 | 29.7438 | 25.0909 | 393.8454 | 9.8809 | 25.0909 | 1.3424 | 0.00031606 | 1.5188 | 0.00010499
Residential sector | Single family- Terraced houses | Single family- Terraced houses | 1945 - 1969 | 2.9938 | 2.3261 | 0.008148 | 0.034955 | 0.02 | 0.025342 | 0.0076901 | 0.0019225 | 0.032042 | 0.0022022 | 0.00071075 | 1.1 | 3.8 | 0.93 | 1.4 | 100% |  |  |  | 100% | [7 empty] | 100% |  |  | 100% |  |  |  | 100% |  |  | 100% | 100% |  |  |  | 100% |  |  | 100% |  |  |  |  | Most widespread technology |  |  | Most widespread technology | [6 empty] | Most widespread fuel |  |  |  | Most widespread technology |  | Most widespread technology |  |  | Most widespread technology | [7 empty] | Most widespread fuel |  | 337.4063 | 41.9522 | 25.2609 | 385.8916 | 13.9365 | 25.2609 | 0.86048 | 0.00034183 | 0.97326 | 0.00011355
Residential sector | Single family- Terraced houses | Single family- Terraced houses | 1970 - 1979 | 2.029 | 1.5806 | 0.005208 | 0.021405 | 0.01 | 0.015519 | 0.0047091 | 0.0011773 | 0.019621 | 0.0013485 | 0.00043523 | 0.85 | 3 | 0.57 | 0.6 |  | 100% | [6 empty] | 100% |  |  |  | 100% |  |  | 100% |  |  |  | 100% |  |  | 100% | 100% |  |  |  | 100% |  |  | 100% |  |  |  |  | Most widespread technology |  |  | Most widespread technology | [6 empty] | Most widespread fuel |  |  |  | Most widespread technology |  | Most widespread technology |  |  | Most widespread technology | [7 empty] | Most widespread fuel |  | 202.5393 | 33.5618 | 25.2609 | 231.6442 | 11.1492 | 25.2609 | 0.3714 | 0.00017479 | 0.4174 | 5.8065e-05
Residential sector | Single family- Terraced houses | Single family- Terraced houses | 1980 - 1989 | 1.5218 | 1.1887 | 0.004137 | 0.01552 | 0.01 | 0.011252 | 0.0034144 | 0.00085361 | 0.014227 | 0.00097777 | 0.00031558 | 0.6 | 2 | 0.35 | 0.55 |  | 100% | [6 empty] | 100% | 100% |  |  | 100% |  |  | 100% |  |  |  | 100% |  |  | 100% | 100% |  |  |  | 100% |  |  | 100% | 100% |  |  |  | Widespread technology | Widespread technology |  |  |  |  | Most widespread technology |  |  | Widespread fuel |  | Widespread fuel |  |  | Most widespread technology |  | Most widespread technology |  |  | Most widespread technology | [7 empty] | Most widespread fuel |  | 183.4952 | 29.87 | 25.2609 | 209.8634 | 9.9228 | 25.2609 | 0.25656 | 0.00012357 | 0.2879 | 4.1051e-05
Residential sector | Single family- Terraced houses | Single family- Terraced houses | 1990 - 1999 | 0.7957 | 0.62764 | 0.002604 | 0.0081232 | 0.008 | 0.0058893 | 0.0017871 | 0.00044678 | 0.0074463 | 0.00051176 | 0.00016517 | 0.5 | 1.6 | 0.28 | 0.5 |  | 100% |  |  | 100% | 100% | [6 empty] | 100% |  |  | 100% |  |  |  | 100% |  |  | 100% | 100% |  |  |  | 100% |  |  | 100% | 100% |  |  |  |  | Widespread technology | Widespread technology |  |  |  | Most widespread technology |  |  | Most widespread fuel |  |  |  |  | Most widespread technology |  | Most widespread technology | [6 empty] | Most widespread technology |  |  |  | Most widespread fuel |  | 122.208 | 27.4804 | 25.2609 | 139.7693 | 9.129 | 25.2609 | 0.096803 | 7.1559e-05 | 0.10782 | 2.3772e-05
Residential sector | Single family- Terraced houses | Single family- Terraced houses | 2000 - 2010 | 1.9694 | 1.5345 | 0.005082 | 0.021899 | 0.01 | 0.015877 | 0.0048177 | 0.0012044 | 0.020074 | 0.0013796 | 0.00044528 | 0.4 | 1.3 | 0.25 | 0.4 |  | 100% |  |  | 100% | 100% | [5 empty] | 100% |  |  |  | 100% | 100% |  |  | 100% |  |  | 100% | 100% |  |  |  | 100% |  |  | 100% | 100% |  |  |  |  | Widespread technology | Widespread technology |  |  |  |  | Most widespread technology |  |  |  | Most widespread fuel |  |  |  | Most widespread technology | Most widespread technology | [6 empty] | Most widespread technology |  |  |  | Most widespread fuel |  | 101.2399 | 22.8087 | 25.2609 | 115.7881 | 7.5771 | 25.2609 | 0.2051 | 0.00011591 | 0.22743 | 3.8507e-05
Residential sector | Single family- Terraced houses | Single family- Terraced houses | Post 2010 | 1.7008 | 1.327 | 0.004515 | 0.018091 | 0.01 | 0.013116 | 0.00398 | 0.00099501 | 0.016583 | 0.0011397 | 0.00036785 | 0.34 | 1.4 | 0.2 | 0.37 |  | 100% |  |  | 100% | 100% | [5 empty] | 100% |  |  |  | 100% | 100% |  |  | 100% |  |  | 100% | 100% |  |  |  | 100% |  |  | 100% | 100% |  |  |  |  | Most widespread technology | [6 empty] | Most widespread technology |  |  |  | Most widespread fuel |  |  | Most widespread technology |  | Most widespread technology | [5 empty] | Most widespread technology |  |  |  | Most widespread fuel |  | 44.1073 | 19.2527 | 25.2609 | 50.4456 | 6.3958 | 25.2609 | 0.091495 | 8.6926e-05 | 0.10991 | 2.8877e-05
Residential sector | Multifamily houses | Multifamily houses |  |  |  |  | 0.048394 | 0.021 | 0.035086 | 0.010647 | 0.0026617 | 0.054
Residential sector | Multifamily houses | Multifamily houses | Before 1945 | 0.4078 | 0.32791 | 0.000861 | 0.0045804 | 0.002 | 0.0033208 | 0.0010077 | 0.00025192 | 0.0038833 | 0.00028856 | 0.00040853 | 1.6 | 4.5 | 1.43 | 1.8 | 66.66% |  |  | 33.33% | 100% | [6 empty] | 100% |  |  | 100% |  |  |  |  | 100% |  |  | 100% | 100% |  |  |  | 100% |  |  | 100% | [5 empty] | Most widespread technology |  | Most widespread technology | [7 empty] | Most widespread fuel |  |  | Most widespread technology |  | Most widespread technology |  |  | Most widespread technology | [6 empty] | Most widespread fuel |  |  | 194.9589 | 29.5438 | 31.2437 | 222.9745 | 9.8145 | 31.2437 | 0.076669 | 2.5437e-05 | 0.085856 | 8.4502e-06
Residential sector | Multifamily houses | Multifamily houses | 1945 - 1969 | 0.44758 | 0.35865 | 0.000945 | 0.0052258 | 0.002 | 0.0037887 | 0.0011497 | 0.00028742 | 0.0044305 | 0.00032923 | 0.0004661 | 1.1 | 3.8 | 0.93 | 1.4 |  | 100% |  |  | 100% | [6 empty] | 100% |  |  | 100% |  |  |  |  | 100% |  |  | 100% | 100% |  |  |  | 100% |  |  | 100% | [5 empty] | Most widespread technology |  | Most widespread technology | [7 empty] | Most widespread fuel |  |  | Most widespread technology |  | Widespread technology | Widespread technology |  | Most widespread technology | [7 empty] | Most widespread fuel |  | 202.8499 | 62.042 | 31.2437 | 231.9994 | 20.6104 | 31.2437 | 0.086736 | 5.863e-05 | 0.09719 | 1.9477e-05
Residential sector | Multifamily houses | Multifamily houses | 1970 - 1979 | 0.86533 | 0.68144 | 0.001827 | 0.0091286 | 0.004 | 0.0066182 | 0.0020083 | 0.00050207 | 0.0077393 | 0.0005751 | 0.00081419 | 0.85 | 3 | 0.57 | 0.6 |  | 100% |  |  | 100% | 100% | [5 empty] | 100% |  |  |  | 100% |  |  |  | 100% |  |  | 100% | 100% |  |  |  | 100% |  |  | 100% | 100% | [5 empty] | Most widespread technology | Most widespread technology | [6 empty] | Most widespread fuel |  |  |  | Most widespread technology |  |  |  | Most widespread technology | Most widespread technology | [7 empty] | Most widespread fuel |  | 122.9647 | 33.5027 | 31.2437 | 140.6347 | 11.1296 | 31.2437 | 0.11083 | 6.1209e-05 | 0.12287 | 2.0334e-05
Residential sector | Multifamily houses | Multifamily houses | 1980 - 1989 | 0.97474 | 0.76598 | 0.002058 | 0.009941 | 0.005 | 0.0072072 | 0.002187 | 0.00054675 | 0.0084281 | 0.00062628 | 0.00088665 | 0.6 | 2 | 0.35 | 0.55 |  | 100% |  |  | 100% | 100% | [5 empty] | 100% |  |  |  | 100% |  |  |  |  | 100% |  |  |  | 100% | 100% |  | 100% |  |  | 100% | 100% |  |  |  | Widespread technology | Widespread technology |  |  | Most widespread technology | [6 empty] | Most widespread fuel |  |  | Most widespread technology |  |  |  | Most widespread technology | Most widespread technology | [7 empty] | Most widespread fuel |  | 102.8888 | 19.7666 | 31.2437 | 117.6739 | 6.5665 | 31.2437 | 0.10927 | 4.068e-05 | 0.12059 | 1.3514e-05
Residential sector | Multifamily houses | Multifamily houses | 1990 - 1999 | 1.104 | 0.86589 | 0.002331 | 0.011271 | 0.005 | 0.0081715 | 0.0024796 | 0.0006199 | 0.0095556 | 0.00071007 | 0.0010053 | 0.5 | 1.6 | 0.28 | 0.5 |  | 100% |  |  | 100% | 100% | [6 empty] | 100% |  |  | 100% |  |  |  | 50% | 50% |  | 50% | 100% | 50% | 100% |  | 100% |  |  | 100% | 100% |  |  |  |  | Widespread technology | Widespread technology |  |  |  |  | Most widespread technology |  |  |  | Most widespread fuel |  |  | Most widespread technology |  | Most widespread technology |  |  | Most widespread technology | [7 empty] | Most widespread fuel |  | 71.3808 | 21.9409 | 31.2437 | 81.6383 | 7.2888 | 31.2437 | 0.096302 | 5.1144e-05 | 0.10518 | 1.699e-05
Residential sector | Multifamily houses | Multifamily houses | 2000 - 2010 | 0.42769 | 0.34328 | 0.001827 | 0.0047558 | 0.002 | 0.003448 | 0.0010463 | 0.00026157 | 0.004032 | 0.00029962 | 0.00042418 | 0.4 | 1.3 | 0.25 | 0.4 |  | 100% |  |  | 100% | 100% | [5 empty] | 50% | 50% |  |  | 100% | 50% |  |  |  | 100% |  |  |  | 100% | 100% |  | 100% |  |  | 100% | 100% |  |  |  |  | Widespread technology | Widespread technology | Most widespread technology | [7 empty] | Most widespread fuel |  |  | Most widespread technology |  | Most widespread technology |  |  | Most widespread technology | [7 empty] | Most widespread fuel |  | 35.8856 | 15.578 | 31.2437 | 41.0424 | 5.175 | 31.2437 | 0.025681 | 2.8461e-05 | 0.027452 | 9.4548e-06
Residential sector | Multifamily houses | Multifamily houses | Post 2010 | 0.32823 | 0.26642 | 0.001617 | 0.0034913 | 0.001 | 0.0025312 | 0.00076808 | 0.00019202 | 0.0029599 | 0.00021995 | 0.00031139 | 0.34 | 1.4 | 0.2 | 0.37 |  | 100% |  |  | 100% | 100% | [5 empty] | 100% |  |  |  | 100% | 100% |  |  |  | 100% |  |  |  | 100% | 100% |  | 100% |  |  | 100% | 100% |  |  |  |  | Most widespread technology |  |  | Most widespread technology | [6 empty] | Most widespread fuel |  |  | Most widespread technology |  |  | Most widespread technology |  | Most widespread technology | [7 empty] | Most widespread fuel |  | 5.1584 | 2.7377 | 31.2437 | 5.8996 | 0.90947 | 31.2437 | 0.011629 | 4.4269e-06 | 0.011827 | 1.4706e-06
Residential sector | Appartment blocks | Appartment blocks |  | 1.73 |  |  | 0.036306 | 0.0055 | 0.026322 | 0.0079874 | 0.0019969 | 0.036
Residential sector | Appartment blocks | Appartment blocks | Before 1945 | 0.61667 | 0.4893 | 0.002226 | 0.012168 | 0.002 | 0.0088215 | 0.0026769 | 0.00066921 | 0.007 | 0.00076656 | 0.004401 | 1.6 | 4.5 | 1.43 | 1.8 | 100% |  |  |  | 100% | [6 empty] | 100% |  |  | 100% | [5 empty] | 100% |  |  |  | 100% |  |  | 100% |  |  | 100% |  |  |  |  | Most widespread technology |  |  | Most widespread technology | [7 empty] | Most widespread fuel |  |  | Most widespread technology |  | Most widespread technology |  |  | Most widespread technology | [6 empty] | Most widespread fuel |  |  | 194.9589 | 29.5438 | 31.2437 | 222.9745 | 9.8145 | 31.2437 | 0.11466 | 6.5765e-05 | 0.12837 | 2.1847e-05
Residential sector | Appartment blocks | Appartment blocks | 1945 - 1969 | 0.57688 | 0.45856 | 0.002142 | 0.011383 | 0.001 | 0.0082523 | 0.0025042 | 0.00062604 | 0.006 | 0.0007171 | 0.0046654 | 1.1 | 3.8 | 0.93 | 1.4 |  | 100% |  |  | 100% | [7 empty] | 100% |  |  | 100% |  |  |  |  | 100% |  |  |  | 100% |  |  | 100% |  |  | 100% |  |  |  |  | Most widespread technology |  |  | Most widespread technology | [7 empty] | Most widespread fuel |  |  | Most widespread technology |  | Most widespread technology |  |  | Most widespread technology | [6 empty] | Most widespread fuel |  |  | 202.8499 | 62.042 | 31.2437 | 231.9994 | 20.6104 | 31.2437 | 0.11104 | 0.00013289 | 0.12441 | 4.4147e-05
Residential sector | Appartment blocks | Appartment blocks | 1970 - 1979 | 0.15914 | 0.13577 | 0.00126 | 0.00314 | 0.0007 | 0.0022765 | 0.0006908 | 0.0001727 | 0.003 | 0.00019782 | -5.781e-05 | 0.85 | 3 | 0.57 | 0.6 |  | 100% |  |  | 100% | 100% | [6 empty] | 100% |  |  | 100% |  |  |  |  | 100% |  |  |  | 100% |  |  | 100% |  |  | 100% | [6 empty] | Most widespread technology | Most widespread technology | [6 empty] | Most widespread fuel |  |  |  | Most widespread technology |  |  |  | Most widespread technology | Most widespread technology | [7 empty] | Most widespread fuel |  | 122.9647 | 33.5027 | 31.2437 | 140.6347 | 11.1296 | 31.2437 | 0.021667 | 4.2213e-05 | 0.024066 | 1.4023e-05
Residential sector | Appartment blocks | Appartment blocks | 1980 - 1989 | 0.049731 | 0.051227 | 0.001029 | 0.00098125 | 0.0002 | 0.00071141 | 0.00021588 | 5.3969e-05 | 0.002 | 6.1819e-05 | 0.0001 | 0.6 | 2 | 0.35 | 0.55 |  | 100% |  |  | 100% | 100% | [6 empty] | 100% |  |  | 100% |  |  |  |  | 100% |  |  |  | 100% | 100% |  | 100% |  |  | 100% | 100% |  |  |  | Most widespread technology |  |  |  | Most widespread technology | [6 empty] | Most widespread fuel |  |  | Most widespread technology |  | Most widespread technology |  |  | Most widespread technology | [6 empty] | Most widespread fuel |  |  | 102.8888 | 19.7666 | 31.2437 | 117.6739 | 6.5665 | 31.2437 | 0.0068245 | 2.034e-05 | 0.0075819 | 6.7569e-06
Residential sector | Appartment blocks | Appartment blocks | 1990 - 1999 | 0.039785 | 0.043542 | 0.000756 | 0.000785 | 0.0001 | 0.00056913 | 0.0001727 | 4.3175e-05 | 0.002 | 4.9455e-05 | 0.0001 | 0.5 | 1.6 | 0.28 | 0.5 |  | 100% |  |  | 100% | 100% | [6 empty] | 100% |  |  | 100% |  |  |  |  | 100% |  |  |  | 100% | 100% |  | 100% |  |  | 100% | 100% |  |  |  | Most widespread technology |  |  |  | Most widespread technology | [6 empty] | Most widespread fuel |  |  | Most widespread technology |  | Most widespread technology |  |  | Most widespread technology | [6 empty] | Most widespread fuel |  |  | 71.3808 | 21.9409 | 31.2437 | 81.6383 | 7.2888 | 31.2437 | 0.0043511 | 1.6587e-05 | 0.0047977 | 5.5103e-06
Residential sector | Appartment blocks | Appartment blocks | 2000 - 2010 | 0.26855 | 0.22031 | 0.001491 | 0.0052988 | 0.001 | 0.0038416 | 0.0011657 | 0.00029143 | 0.002 | 0.00033382 | 0.0029649 | 0.4 | 1.3 | 0.25 | 0.4 |  | 100% |  |  | 100% | 100% | [5 empty] | 50% | 50% |  |  | 100% | 50% |  |  |  | 100% |  |  |  | 100% | 100% |  | 100% |  |  | 100% | 100% |  |  |  | Most widespread technology |  |  |  | Most widespread technology | [6 empty] | Most widespread fuel |  |  | Most widespread technology |  | Most widespread technology |  |  | Most widespread technology | [6 empty] | Most widespread fuel |  |  | 35.8856 | 15.578 | 31.2437 | 41.0424 | 5.175 | 31.2437 | 0.016296 | 2.3227e-05 | 0.017432 | 7.716e-06
Residential sector | Appartment blocks | Appartment blocks | Post 2010 | 0.1293 | 0.11271 | 0.001197 | 0.0025513 | 0.0005 | 0.0018497 | 0.00056128 | 0.00014032 | 0.002 | 0.00016073 | 0.00039053 | 0.34 | 1.4 | 0.2 | 0.37 |  | 100% |  |  | 100% | 100% | [5 empty] | 100% |  |  |  | 100% | 100% |  |  |  | 100% |  |  |  | 100% | 100% |  | 100% |  |  | 100% | 100% |  |  |  | Most widespread technology |  |  |  | Most widespread technology | [6 empty] | Most widespread fuel |  |  | Most widespread technology |  |  | Most widespread technology |  |  | Most widespread technology | [5 empty] | Most widespread fuel |  |  | 5.1584 | 2.7377 | 31.2437 | 5.8996 | 0.90947 | 31.2437 | 0.0046213 | 3.2771e-06 | 0.0047048 | 1.0886e-06
Service sector | Total | Total |  |  |  |  | 0.039198 | 0.012 | 0.018597 | 0.02036 | 0
Service sector | Total | Total | Before 1945 | 2.62 | 2.62 | 0.35725 | 0.013603 | 0.0041825 | 0.0064666 | 0.0070292 | 0 | 0.01228 | 0.0013223 | 0 | 1.5 | 4.5 | 1.5 | 1.5 | [64 empty] | 326.6057 | 74.0427 | 5.8074 | 327.9121 | 24.4341 | 5.8074 | 0.87092 | 0.026452 | 0.70595 | 0.0087291 | 2.62 | 22.14% | 24.05% | 22.14% | 6.87% | 12.98% | 11.83% | 100% |  | 0.1379% | 0.1561% | 0.02574% | 0.161% | 0.2217% | 0.1211%
Service sector | Total | Total | 1945 - 1969 | 0.57 | 0.57 | 0.064305 | 0.0028514 | 0.00090541 | 0.0013563 | 0.001473 | 0 | 0.0025713 | 0.00028004 | 0 | 1.6 | 3.9 | 1.2 | 1.2 | [64 empty] | 316.6089 | 78.2712 | 6.0254 | 317.8754 | 25.8295 | 6.0254 | 0.1839 | 0.0050332 | 0.10042 | 0.001661 | 0.57 | 21.05% | 22.81% | 21.05% | 8.772% | 14.04% | 12.28% | 100% |  | 0.02854% | 0.06014% | 0.005891% | 0.07215% | 0.06663% | 0.04096%
Service sector | Total | Total | 1970 - 1979 | 0.44 | 0.44 | 0.045728 | 0.0022688 | 0.00069869 | 0.0010727 | 0.0011813 | 0 | 0.0020485 | 0.00022027 | 0 | 1.7 | 3.2 | 0.6 | 0.6 | [64 empty] | 313.661 | 79.752 | 6.1557 | 314.9156 | 26.3182 | 6.1557 | 0.14072 | 0.0036469 | 0.057071 | 0.0012035 | 0.44 | 20.45% | 25% | 18.18% | 9.091% | 13.64% | 13.64% | 100% |  | 0.04536% | 0.08767% | 0.007232% | 0.1104% | 0.09538% | 0.05826%
Service sector | Total | Total | 1980 - 1989 | 0.94 | 0.94 | 0.11718 | 0.0052294 | 0.0014919 | 0.0024535 | 0.0027482 | 0 | 0.0047348 | 0.00049454 | 0 | 0.6 | 2 | 0.55 | 0.55 | [64 empty] | 216.3 | 79.822 | 6.1579 | 217.1652 | 26.3413 | 6.1579 | 0.20911 | 0.0093534 | 0.12572 | 0.0030866 | 0.94 | 20.21% | 29.79% | 15.96% | 8.511% | 10.64% | 14.89% | 100% |  | 0.07391% | 0.1161% | 0.01172% | 0.1349% | 0.1021% | 0.09547%
Service sector | Total | Total | 1990 - 1999 | 1.16 | 1.16 | 0.13433 | 0.0068084 | 0.0020766 | 0.003229 | 0.0035481 | 0 | 0.0061455 | 0.00066292 | 0 | 0.5 | 1.6 | 0.53 | 0.53 | [64 empty] | 183.2965 | 74.6864 | 6.1009 | 184.0296 | 24.6465 | 6.1009 | 0.2197 | 0.010032 | 0.13635 | 0.0033107 | 1.16 | 29.31% | 24.14% | 14.66% | 7.759% | 12.07% | 12.07% | 100% |  | 0.1331% | 0.118% | 0.01451% | 0.1415% | 0.1378% | 0.09401%
Service sector | Total | Total | 2000 - 2010 | 0.93 | 0.93 | 0.11575 | 0.0053992 | 0.0016403 | 0.0025581 | 0.0028154 | 0 | 0.0048747 | 0.00052449 | 0 | 0.45 | 0.9 | 0.51 | 0.51 | [64 empty] | 141.219 | 75.2223 | 6.1475 | 141.7839 | 24.8234 | 6.1475 | 0.13705 | 0.0087069 | 0.053376 | 0.0028733 | 0.93 | 27.96% | 24.73% | 15.05% | 8.602% | 10.75% | 12.9% | 100% |  | 0.1095% | 0.08526% | 0.01283% | 0.1289% | 0.09721% | 0.07893%
Service sector | Total | Total | Post 2010 | 0.49 | 0.49 | 0.052873 | 0.0030384 | 0.0010046 | 0.0014607 | 0.0015648 | 0 | 0.0027318 | 0.00030658 | 0 | 0.4 | 1.2 | 0.5 | 0.5 | [64 empty] | 90.9912 | 60.3438 | 6.0388 | 91.3552 | 19.9134 | 6.0388 | 0.047545 | 0.0031906 | 0.047723 | 0.0010529 | 0.49 | 40.82% | 16.33% | 14.29% | 8.163% | 10.2% | 10.2% | 100% |  | 0.1443% | 0.05799% | 0.01121% | 0.1816% | 0.123% | 0.06692%
Service sector | Offices | Offices |  |  |  |  | 0.017799 | 0.006 | 0.008693 | 0.009106 | 0
Service sector | Offices | Offices | Before 1945 | 0.58 | 0.58 | 0.080024 | 0.0057997 | 0.0019551 | 0.0028326 | 0.0029671 | 0 | 0.0051994 | 0.00060027 | 0 | 1.5 | 4.5 | 1.5 | 1.5 | [64 empty] | 331.7017 | 74.0427 | 5.3626 | 333.0285 | 24.4341 | 5.3626 | 0.1955 | 0.0059252 | 0.027867 | 0.0019553
Service sector | Offices | Offices | 1945 - 1969 | 0.12 | 0.12 | 0.01429 | 0.0011999 | 0.00040449 | 0.00058605 | 0.00061389 | 0 | 0.0010757 | 0.00012419 | 0 | 1.6 | 3.9 | 1.2 | 1.2 | [64 empty] | 331.7017 | 68.8597 | 5.3626 | 333.0285 | 22.7237 | 5.3626 | 0.040448 | 0.00098401 | 0.040607 | 0.00032472
Service sector | Offices | Offices | 1970 - 1979 | 0.09 | 0.09 | 0.010003 | 0.00089995 | 0.00030337 | 0.00043954 | 0.00046042 | 0 | 0.00080681 | 9.3145e-05 | 0 | 1.7 | 3.2 | 0.6 | 0.6 | [64 empty] | 331.7017 | 69.5483 | 5.3626 | 333.0285 | 22.9509 | 5.3626 | 0.030336 | 0.00069569 | 0.030455 | 0.00022958
Service sector | Offices | Offices | 1980 - 1989 | 0.19 | 0.19 | 0.024293 | 0.0018999 | 0.00064045 | 0.00092791 | 0.00097199 | 0 | 0.0017033 | 0.00019664 | 0 | 0.6 | 2 | 0.55 | 0.55 | [64 empty] | 207.5743 | 63.9844 | 5.3626 | 208.4046 | 21.1149 | 5.3626 | 0.040458 | 0.0015544 | 0.040616 | 0.00051294
Service sector | Offices | Offices | 1990 - 1999 | 0.34 | 0.34 | 0.031438 | 0.0033998 | 0.0011461 | 0.0016605 | 0.0017393 | 0 | 0.0030479 | 0.00035188 | 0 | 0.5 | 1.6 | 0.53 | 0.53 | [64 empty] | 180.454 | 58.4206 | 5.3626 | 181.1759 | 19.2788 | 5.3626 | 0.063178 | 0.0018366 | 0.063423 | 0.00060609
Service sector | Offices | Offices | 2000 - 2010 | 0.26 | 0.26 | 0.034296 | 0.0025999 | 0.0008764 | 0.0012698 | 0.0013301 | 0 | 0.0023308 | 0.00026909 | 0 | 0.45 | 0.9 | 0.51 | 0.51 | [64 empty] | 118.5294 | 53.1627 | 5.3626 | 119.0036 | 17.5437 | 5.3626 | 0.032212 | 0.0018233 | 0.032335 | 0.00060168
Service sector | Offices | Offices | Post 2010 | 0.2 | 0.2 | 0.025722 | 0.0019999 | 0.00067416 | 0.00097675 | 0.0010231 | 0 | 0.0017929 | 0.00020699 | 0 | 0.4 | 1.2 | 0.5 | 0.5 | [64 empty] | 80.4915 | 52.5814 | 5.3626 | 80.8135 | 17.3519 | 5.3626 | 0.017171 | 0.0013525 | 0.017235 | 0.00044632
Service sector | Trade | Trade |  |  |  |  | 0.017399 | 0.002 | 0.0077426 | 0.0096565 | 0
Service sector | Trade | Trade | Before 1945 | 0.63 | 0.63 | 0.087169 | 0.0062997 | 0.00072414 | 0.0028033 | 0.0034963 | 0 | 0.0058272 | 0.00047247 | 0 | 1.5 | 4.5 | 1.5 | 1.5 | [64 empty] | 489.2078 | 74.0427 | 6.3231 | 491.1646 | 24.4341 | 6.3231 | 0.31218 | 0.0064542 | 0.22922 | 0.0021299
Service sector | Trade | Trade | 1945 - 1969 | 0.13 | 0.13 | 0.015719 | 0.0012999 | 0.00014943 | 0.00057847 | 0.00072146 | 0 | 0.0012024 | 9.7495e-05 | 0 | 1.6 | 3.9 | 1.2 | 1.2 | [64 empty] | 489.2078 | 92.5534 | 6.3231 | 491.1646 | 30.5426 | 6.3231 | 0.064419 | 0.0014548 | 0.064673 | 0.0004801
Service sector | Trade | Trade | 1970 - 1979 | 0.11 | 0.11 | 0.012861 | 0.0010999 | 0.00012644 | 0.00048947 | 0.00061047 | 0 | 0.0010174 | 8.2496e-05 | 0 | 1.7 | 3.2 | 0.6 | 0.6 | [64 empty] | 489.2078 | 93.4789 | 6.3231 | 491.1646 | 30.848 | 6.3231 | 0.054508 | 0.0012022 | 0.054724 | 0.00039674
Service sector | Trade | Trade | 1980 - 1989 | 0.28 | 0.28 | 0.037154 | 0.0027998 | 0.00032184 | 0.0012459 | 0.0015539 | 0 | 0.0025899 | 0.00020999 | 0 | 0.6 | 2 | 0.55 | 0.55 | [64 empty] | 307.0153 | 93.4789 | 6.3231 | 308.2433 | 30.848 | 6.3231 | 0.087735 | 0.0034731 | 0.088079 | 0.0011461
Service sector | Trade | Trade | 1990 - 1999 | 0.28 | 0.28 | 0.037154 | 0.0027998 | 0.00032184 | 0.0012459 | 0.0015539 | 0 | 0.0025899 | 0.00020999 | 0 | 0.5 | 1.6 | 0.53 | 0.53 | [64 empty] | 264.9441 | 108.4355 | 6.3231 | 266.0039 | 35.7837 | 6.3231 | 0.075955 | 0.0040288 | 0.076252 | 0.0013295
Service sector | Trade | Trade | 2000 - 2010 | 0.23 | 0.23 | 0.030009 | 0.0022999 | 0.00026437 | 0.0010234 | 0.0012764 | 0 | 0.0021274 | 0.00017249 | 0 | 0.45 | 0.9 | 0.51 | 0.51 | [64 empty] | 213.8328 | 109.5199 | 6.3231 | 214.6882 | 36.1416 | 6.3231 | 0.050636 | 0.0032866 | 0.050833 | 0.0010846
Service sector | Trade | Trade | Post 2010 | 0.08 | 0.08 | 0.008574 | 0.00079996 | 9.1954e-05 | 0.00035598 | 0.00044398 | 0 | 0.00073996 | 5.9997e-05 | -5.421e-20 | 0.4 | 1.2 | 0.5 | 0.5 | [64 empty] | 147.3534 | 74.0427 | 6.3231 | 147.9428 | 24.4341 | 6.3231 | 0.012294 | 0.00063484 | 0.012341 | 0.0002095
Service sector | Education | Education |  |  |  |  | 0.001 | 0.001 | 0.0007588 | 0 | 0
Service sector | Education | Education | Before 1945 | 0.58 | 0.58 | 0.080024 | 0.00044275 | 0.00044275 | 0.00033596 | 0 | 0 | 0.00036925 | 7.3496e-05 | 0 | 1.5 | 4.5 | 1.5 | 1.5 | [64 empty] | 167.937 | 74.0427 | 2.3211 | 168.6087 | 24.4341 | 2.3211 | 0.09875 | 0.0059252 | 0.014939 | 0.0019553
Service sector | Education | Education | 1945 - 1969 | 0.12 | 0.12 | 0.01429 | 9.1603e-05 | 9.1603e-05 | 6.9508e-05 | 0 | 0 | 7.6397e-05 | 1.5206e-05 | 0 | 1.6 | 3.9 | 1.2 | 1.2 | [64 empty] | 167.937 | 80.7065 | 2.3211 | 168.6087 | 26.6332 | 2.3211 | 0.020431 | 0.0011533 | 0.020512 | 0.00038059
Service sector | Education | Education | 1970 - 1979 | 0.08 | 0.08 | 0.008574 | 6.1069e-05 | 6.1069e-05 | 4.6339e-05 | 0 | 0 | 5.0931e-05 | 1.0137e-05 | 0 | 1.7 | 3.2 | 0.6 | 0.6 | [64 empty] | 167.937 | 81.5136 | 2.3211 | 168.6087 | 26.8995 | 2.3211 | 0.013621 | 0.0006989 | 0.013674 | 0.00023064
Service sector | Education | Education | 1980 - 1989 | 0.15 | 0.15 | 0.018577 | 0.0001145 | 0.0001145 | 8.6885e-05 | 0 | 0 | 9.5496e-05 | 1.9008e-05 | 0 | 0.6 | 2 | 0.55 | 0.55 | [64 empty] | 94.5732 | 81.5136 | 2.3211 | 94.9515 | 26.8995 | 2.3211 | 0.014534 | 0.0015143 | 0.014591 | 0.00049971
Service sector | Education | Education | 1990 - 1999 | 0.17 | 0.17 | 0.021435 | 0.00012977 | 0.00012977 | 9.847e-05 | 0 | 0 | 0.00010823 | 2.1542e-05 | 0 | 0.5 | 1.6 | 0.53 | 0.53 | [64 empty] | 78.4401 | 59.5049 | 2.3211 | 78.7539 | 19.6366 | 2.3211 | 0.013729 | 0.0012755 | 0.013783 | 0.00042091
Service sector | Education | Education | 2000 - 2010 | 0.14 | 0.14 | 0.017148 | 0.00010687 | 0.00010687 | 8.1093e-05 | 0 | 0 | 8.913e-05 | 1.774e-05 | 0 | 0.45 | 0.9 | 0.51 | 0.51 | [64 empty] | 60.951 | 67.8356 | 2.3211 | 61.1949 | 22.3858 | 2.3211 | 0.0088581 | 0.0011632 | 0.0088922 | 0.00038387
Service sector | Education | Education | Post 2010 | 0.07 | 0.07 | 0.007145 | 5.3435e-05 | 5.3435e-05 | 4.0547e-05 | 0 | 0 | 4.4565e-05 | 8.8702e-06 | 0 | 0.4 | 1.2 | 0.5 | 0.5 | [64 empty] | 33.5526 | 61.5107 | 2.3211 | 33.6868 | 20.2985 | 2.3211 | 0.0025112 | 0.00043949 | 0.0025206 | 0.00014503
Service sector | Health | Health |  |  |  |  | 0.001 | 0.001 | 0.0005242 | 0.0004758 | 0
Service sector | Health | Health | Before 1945 | 0.18 | 0.18 | 0.022864 | 0.00032143 | 0.00032143 | 0.00016849 | 0.00015294 | 0 | 0.00026807 | 5.3357e-05 | 0 | 1.5 | 4.5 | 1.5 | 1.5 | [64 empty] | 369.2528 | 74.0427 | 14.6471 | 370.7298 | 24.4341 | 14.6471 | 0.069102 | 0.0016929 | 0.069368 | 0.00055866
Service sector | Health | Health | 1945 - 1969 | 0.05 | 0.05 | 0.004287 | 8.9286e-05 | 8.9286e-05 | 4.6804e-05 | 4.2482e-05 | 0 | 7.4464e-05 | 1.4821e-05 | 0 | 1.6 | 3.9 | 1.2 | 1.2 | [64 empty] | 339.264 | 68.8597 | 14.6471 | 340.6211 | 22.7237 | 14.6471 | 0.017696 | 0.0002952 | 0.017763 | 9.7417e-05
Service sector | Health | Health | 1970 - 1979 | 0.04 | 0.04 | 0.002858 | 7.1429e-05 | 7.1429e-05 | 3.7443e-05 | 3.3986e-05 | 0 | 5.9571e-05 | 1.1857e-05 | 0 | 1.7 | 3.2 | 0.6 | 0.6 | [64 empty] | 309.2753 | 69.5483 | 14.6471 | 310.5124 | 22.9509 | 14.6471 | 0.012957 | 0.00019877 | 0.013006 | 6.5594e-05
Service sector | Health | Health | 1980 - 1989 | 0.08 | 0.08 | 0.008574 | 0.00014286 | 0.00014286 | 7.4886e-05 | 6.7971e-05 | 0 | 0.00011914 | 2.3714e-05 | 0 | 0.6 | 2 | 0.55 | 0.55 | [64 empty] | 249.2978 | 61.5502 | 14.6471 | 250.295 | 20.3116 | 14.6471 | 0.021116 | 0.00052773 | 0.021195 | 0.00017415
Service sector | Health | Health | 1990 - 1999 | 0.09 | 0.09 | 0.010003 | 0.00016071 | 0.00016071 | 8.4246e-05 | 7.6468e-05 | 0 | 0.00013404 | 2.6679e-05 | 0 | 0.5 | 1.6 | 0.53 | 0.53 | [64 empty] | 231.9478 | 53.5522 | 14.6471 | 232.8756 | 17.6722 | 14.6471 | 0.022194 | 0.00053568 | 0.022277 | 0.00017678
Service sector | Health | Health | 2000 - 2010 | 0.08 | 0.08 | 0.008574 | 0.00014286 | 0.00014286 | 7.4886e-05 | 6.7971e-05 | 0 | 0.00011914 | 2.3714e-05 | 0 | 0.45 | 0.9 | 0.51 | 0.51 | [64 empty] | 194.7096 | 60.514 | 14.6471 | 195.4884 | 19.9696 | 14.6471 | 0.016749 | 0.00051885 | 0.016811 | 0.00017122
Service sector | Health | Health | Post 2010 | 0.04 | 0.04 | 0.002858 | 7.1429e-05 | 7.1429e-05 | 3.7443e-05 | 3.3986e-05 | 0 | 5.9571e-05 | 1.1857e-05 | 0 | 0.4 | 1.2 | 0.5 | 0.5 | [64 empty] | 153.9249 | 55.2778 | 14.6471 | 154.5406 | 18.2417 | 14.6471 | 0.0067429 | 0.00015798 | 0.0067675 | 5.2135e-05
Service sector | Hotels and Restaurants | Hotels and Restaurants |  |  |  |  | 0.001 | 0.001 | 0.0004783 | 0.0005217 | 0
Service sector | Hotels and Restaurants | Hotels and Restaurants | Before 1945 | 0.34 | 0.34 | 0.045728 | 0.0003908 | 0.0003908 | 0.00018692 | 0.00020388 | 0 | 0.00032593 | 6.4874e-05 | 0 | 1.5 | 4.5 | 1.5 | 1.5 | [64 empty] | 306.6676 | 74.0427 | 7.2835 | 307.8942 | 24.4341 | 7.2835 | 0.10674 | 0.0033858 | 0.10716 | 0.0011173
Service sector | Hotels and Restaurants | Hotels and Restaurants | 1945 - 1969 | 0.08 | 0.08 | 0.008574 | 9.1954e-05 | 9.1954e-05 | 4.3982e-05 | 4.7972e-05 | 0 | 7.669e-05 | 1.5264e-05 | 0 | 1.6 | 3.9 | 1.2 | 1.2 | [64 empty] | 274.8534 | 71.8214 | 7.2835 | 275.9528 | 23.7011 | 7.2835 | 0.022571 | 0.0006158 | 0.022659 | 0.00020321
Service sector | Hotels and Restaurants | Hotels and Restaurants | 1970 - 1979 | 0.06 | 0.06 | 0.005716 | 6.8966e-05 | 6.8966e-05 | 3.2986e-05 | 3.5979e-05 | 0 | 5.7517e-05 | 1.1448e-05 | 0 | 1.7 | 3.2 | 0.6 | 0.6 | [64 empty] | 243.0393 | 72.5396 | 7.2835 | 244.0114 | 23.9381 | 7.2835 | 0.015019 | 0.00041464 | 0.015078 | 0.00013683
Service sector | Hotels and Restaurants | Hotels and Restaurants | 1980 - 1989 | 0.1 | 0.1 | 0.011432 | 0.00011494 | 0.00011494 | 5.4977e-05 | 5.9966e-05 | 0 | 9.5862e-05 | 1.908e-05 | 0 | 0.6 | 2 | 0.55 | 0.55 | [64 empty] | 179.411 | 64.1976 | 7.2835 | 180.1286 | 21.1852 | 7.2835 | 0.018669 | 0.00073391 | 0.018741 | 0.00024219
Service sector | Hotels and Restaurants | Hotels and Restaurants | 1990 - 1999 | 0.14 | 0.14 | 0.017148 | 0.00016092 | 0.00016092 | 7.6968e-05 | 8.3952e-05 | 0 | 0.00013421 | 2.6713e-05 | 0 | 0.5 | 1.6 | 0.53 | 0.53 | [64 empty] | 158.5492 | 55.8555 | 7.2835 | 159.1834 | 18.4323 | 7.2835 | 0.023217 | 0.00095781 | 0.023305 | 0.00031608
Service sector | Hotels and Restaurants | Hotels and Restaurants | 2000 - 2010 | 0.1 | 0.1 | 0.011432 | 0.00011494 | 0.00011494 | 5.4977e-05 | 5.9966e-05 | 0 | 9.5862e-05 | 1.908e-05 | 0 | 0.45 | 0.9 | 0.51 | 0.51 | [64 empty] | 124.1273 | 63.1167 | 7.2835 | 124.6239 | 20.8285 | 7.2835 | 0.013141 | 0.00072155 | 0.013191 | 0.00023811
Service sector | Hotels and Restaurants | Hotels and Restaurants | Post 2010 | 0.05 | 0.05 | 0.004287 | 5.7471e-05 | 5.7471e-05 | 2.7489e-05 | 2.9983e-05 | 0 | 4.7931e-05 | 9.5402e-06 | 0 | 0.4 | 1.2 | 0.5 | 0.5 | [64 empty] | 79.066 | 58.1953 | 7.2835 | 79.3823 | 19.2045 | 7.2835 | 0.0043175 | 0.00024948 | 0.0043333 | 8.233e-05
Service sector | Other non-residential buildings | Other non-residential buildings |  |  |  |  | 0.001 | 0.001 | 0.0004 | 0.0006 | 0
Service sector | Other non-residential buildings | Other non-residential buildings | Before 1945 | 0.31 | 0.31 | 0.041441 | 0.00034831 | 0.00034831 | 0.00013933 | 0.00020899 | 0 | 0.00029049 | 5.782e-05 | 0 | 1.5 | 4.5 | 1.5 | 1.5 | [64 empty] | 280.5904 | 74.0427 | 5.3626 | 281.7128 | 24.4341 | 5.3626 | 0.088645 | 0.0030684 | 0.0047934 | 0.0010126
Service sector | Other non-residential buildings | Other non-residential buildings | 1945 - 1969 | 0.07 | 0.07 | 0.007145 | 7.8652e-05 | 7.8652e-05 | 3.1461e-05 | 4.7191e-05 | 0 | 6.5596e-05 | 1.3056e-05 | 0 | 1.6 | 3.9 | 1.2 | 1.2 | [64 empty] | 256.5994 | 77.8001 | 5.3626 | 257.6258 | 25.674 | 5.3626 | 0.018337 | 0.00055588 | 0.018409 | 0.00018344
Service sector | Other non-residential buildings | Other non-residential buildings | 1970 - 1979 | 0.06 | 0.06 | 0.005716 | 6.7416e-05 | 6.7416e-05 | 2.6966e-05 | 4.0449e-05 | 0 | 5.6225e-05 | 1.1191e-05 | 0 | 1.7 | 3.2 | 0.6 | 0.6 | [64 empty] | 232.6084 | 81.5575 | 5.3626 | 233.5388 | 26.914 | 5.3626 | 0.014278 | 0.00046618 | 0.014334 | 0.00015384
Service sector | Other non-residential buildings | Other non-residential buildings | 1980 - 1989 | 0.14 | 0.14 | 0.017148 | 0.0001573 | 0.0001573 | 6.2921e-05 | 9.4382e-05 | 0 | 0.00013119 | 2.6112e-05 | 0 | 0.6 | 2 | 0.55 | 0.55 | [64 empty] | 184.6264 | 93.7911 | 5.3626 | 185.3649 | 30.9511 | 5.3626 | 0.026598 | 0.0016083 | 0.026702 | 0.00053075
Service sector | Other non-residential buildings | Other non-residential buildings | 1990 - 1999 | 0.14 | 0.14 | 0.017148 | 0.0001573 | 0.0001573 | 6.2921e-05 | 9.4382e-05 | 0 | 0.00013119 | 2.6112e-05 | 0 | 0.5 | 1.6 | 0.53 | 0.53 | [64 empty] | 147.7011 | 97.5427 | 5.3626 | 148.2919 | 32.1891 | 5.3626 | 0.021429 | 0.0016727 | 0.021512 | 0.00055198
Service sector | Other non-residential buildings | Other non-residential buildings | 2000 - 2010 | 0.12 | 0.12 | 0.01429 | 0.00013483 | 0.00013483 | 5.3933e-05 | 8.0899e-05 | 0 | 0.00011245 | 2.2382e-05 | 0 | 0.45 | 0.9 | 0.51 | 0.51 | [64 empty] | 123.432 | 85.7927 | 5.3626 | 123.9257 | 28.3116 | 5.3626 | 0.015455 | 0.001226 | 0.015515 | 0.00040457
Service sector | Other non-residential buildings | Other non-residential buildings | Post 2010 | 0.05 | 0.05 | 0.004287 | 5.618e-05 | 5.618e-05 | 2.2472e-05 | 3.3708e-05 | 0 | 4.6854e-05 | 9.3258e-06 | 0 | 0.4 | 1.2 | 0.5 | 0.5 | [64 empty] | 84.803 | 74.0427 | 5.3626 | 85.1422 | 24.4341 | 5.3626 | 0.0045083 | 0.00031742 | 0.0045252 | 0.00010475
0.001
8.333%
Estimated
Note on U2: TABULA, TABULA WebTool, 2017 http://webtool.building-typology.eu/#bm
Note on AF2: TABULA, TABULA WebTool, 2017 http://webtool.building-typology.eu/#bm
Note on AN2: TABULA, TABULA WebTool, 2017 http://webtool.building-typology.eu/#bm
Note on AU2: TABULA, TABULA WebTool, 2017 http://webtool.building-typology.eu/#bm
Note on BD2: SPezzutto: TABULA, TABULA WebTool, 2017 http://webtool.building-typology.eu/#bm
Note on BR2: SPezzutto: TABULA, TABULA WebTool, 2017 http://webtool.building-typology.eu/#bm
Note on BT2: SPezzutto: TABULA, TABULA WebTool, 2017 http://webtool.building-typology.eu/#bm
Following information have been retrieved by experts questioning and relate to Central Europe (Austria, Belgium, Germany, Netherland, Luxembourg, France, UK and Ireland).
OFFICES
Construction materials:
Walls: in the majority of the cases CONCRETE was used and INSULATION is present in the majority of cases as well.
Windows: in the majority of the cases ALUMINIUM was used. LOW-EMITTANCE GLASS is present only in few cases.
Roofs: in the majority of the cases CONCRETE was used and INSULATION is most times present.
Floors: in the majority of the cases CONCRETE was used and INSULATION is present in the majority of cases as well.
Construction methodologies:
Walls: the most common methodology is SOLID WALL.
Windows: DOUBLE GLAZING is the most common.
Roofs: FLAT ROOF is the most common.
Floors: CONCRETE SLAB is the most common.
TRADE
Construction materials:
Walls: in the majority of the cases CONCRETE or BRICKS were used and INSULATION is present in the majority of cases as well.
Windows: in the majority of the cases ALUMINIUM and SYNTETIC/PVC were used. LOW-EMITTANCE GLASS is present only in few cases.
Roofs: in the majority of the cases CONCRETE and BRICKS were used and INSULATION is most times present.
Floors: in the majority of the cases CONCRETE was used and INSULATION is present in the majority of cases as well.
Construction methodologies:
Walls: the most common methodology is SOLID WALL.
Windows: DOUBLE GLAZING is the most common.
Roofs: FLAT ROOF is the most common.
Floors: CONCRETE SLAB is the most common.
EDUCATION
Construction materials:
Walls: in the majority of the cases CONCRETE was used and INSULATION is present in the majority of cases as well.
Windows: in the majority of the cases ALUMINIUM and SYNTETIC/PVC were used. LOW-EMITTANCE GLASS is present only in few cases.
Roofs: in the majority of the cases CONCRETE and BRICKS were used and INSULATION is most times present.
Floors: in the majority of the cases CONCRETE was used and INSULATION is present in the majority of cases as well.
Construction methodologies:
Walls: the most common methodology is SOLID WALL.
Windows: DOUBLE GLAZING is the most common.
Roofs: FLAT ROOF is the most common.
Floors: CONCRETE SLAB is the most common.
HEALTH
Construction materials:
Walls: in the majority of the cases CONCRETE was used and INSULATION is present in the majority of cases as well.
Windows: in the majority of the cases ALUMINIUM and SYNTETIC/PVC were used. LOW-EMITTANCE GLASS is present only in few cases.
Roofs: in the majority of the cases CONCRETE was used and INSULATION is most times present.
Floors: in the majority of the cases CONCRETE was used and INSULATION is present in the majority of cases as well.
Construction methodologies:
Walls: the most common methodology is SOLID WALL.
Windows: DOUBLE GLAZING is the most common.
Roofs: FLAT ROOF is the most common.
Floors: CONCRETE SLAB is the most common.
HOTELS AND RESTAURANTS
Construction materials:
Walls: in the majority of the cases CONCRETE or BRICKS were used and INSULATION is present in the majority of cases as well.
Windows: in the majority of the cases ALUMINIUM and SYNTETIC/PVC were used. LOW-EMITTANCE GLASS is present only in few cases.
Roofs: in the majority of the cases CONCRETE and BRICKS were used and INSULATION is most times present.
Floors: in the majority of the cases CONCRETE was used and INSULATION is present in the majority of cases as well.
Construction methodologies:
Walls: the most common methodology is SOLID WALL.
Windows: DOUBLE GLAZING is the most common.
Roofs: FLAT ROOF is the most common.
Floors: CONCRETE SLAB is the most common.
OTHER NON RESIDENTIAL BUILDINGS
Construction materials:
Walls: in the majority of the cases CONCRETE was used and INSULATION is present in the majority of cases as well.
Windows: in the majority of the cases ALUMINIUM and SYNTETIC/PVC were used. LOW-EMITTANCE GLASS is present only in few cases.
Roofs: in the majority of the cases CONCRETE and BRICKS were used and INSULATION is most times present.
Floors: in the majority of the cases CONCRETE was used and INSULATION is present in the majority of cases as well.
Construction methodologies:
Walls: the most common methodology is SOLID WALL.
Windows: DOUBLE GLAZING is the most common.
Roofs: FLAT ROOF is the most common.
Floors: CONCRETE SLAB is the most common.
Following information have been retrieved by experts questioning and relate to Central Europe (Austria, Belgium, Germany, Netherlands, Luxembourg, France, UK and Ireland).
OFFICES
Space heating:
The most common technologies are:
- condensing boiler, central, gas
- heat pumps, electricity.
Space cooling:
Not present in most of the cases.
DHW:
The most common thechnology is condensing boiler, central, gas.
TRADE
Space heating:
The most common technologies are:
- condensing boiler, central, gas
- heat pumps, electricity.
Space cooling:
Not present in most of the cases.
DHW:
The most common thechnology is condensing boiler, central, gas.
EDUCATION
Space heating:
The most common technologies are:
- the condensing boiler, central, gas
- heat pumps, electricity.
Space cooling:
Not present in most of the cases.
DHW:
The most common thechnology is condensing boiler, central, gas.
HEALTH
Space heating:
The most common technologies are:
- condensing boiler, central, gas
- heat pumps, electricity.
Space cooling:
Present in most of the cases.
DHW:
The most common thechnology is condensing boiler, central, gas.
HOTELS AND RESTAURANTS
Space heating:
The most common technologies are:
- condensing boiler, central, gas
- heat pumps, electricity.
Space cooling:
Not present in most of the cases.
DHW:
The most common thechnology is condensing boiler, central, gas.
OTHER NON RESIDENTIAL BUILDINGS
Space heating:
The most common technologies are:
- condensing boiler, central, gas
- heat pumps, electricity.
Space cooling:
Not present in most of the cases.
DHW:
The most common thechnology is condensing boiler, central, gas.

## Malta
[19 empty] | WALLS | [10 empty] | WINDOWS | [7 empty] | ROOF | [6 empty] | FLOOR | [8 empty] | SPACE HEATING | [13 empty] | SPACE COOLING |  | DHW
|  |  |  | Area |  |  |  |  | Tenure/ownership status and distribution |  |  | Occupancy |  |  | Construction features (U-values) |  |  |  | construction material |  |  |  | construction methodology | [6 empty] | construction material |  |  | construction methodology |  |  |  |  | construction material | [6 empty] | construction material |  |  |  | construction methodology |  |  |  |  | individual | central | district heating | boiler |  | combined | stove | electric heating | heat pump | fossil fuels |  |  | electricity | biomass | no space cooling | space cooling | individual | central | district heating | boiler |  | Combined | Solar collectors | heat pump | fossil fuels |  |  | electricity | biomass | Useful energy demand |  |  | Final energy consumption |  |  | Total useful energy demand |  | Total final energy consumption
Sector | Subsector | Building type | Buidling age class | Covered area: constructed [Mm²] | Covered area: heated [Mm²] | Covered area: cooled [Mm²] | Number of dwellings/units [Mil.] | Number of buildings [Mil.] | Owner occupied - dwellings/units [Mil.] | Private rented - dwellings/units [Mil.] | Social housing - dwellings/units [Mil.] | Occupied [Mil.] | Vacant [Mil.] | Secondary dwellings/ units and others [Mil.] | Walls | Windows | Roof | Floor | brick | concrete | wood | other | solid wall |  | cavity wall |  | honeycomb bricks / hollow blocks wall |  | other | wood | synthetic / pvc | aluminium | single glazing | double glazing |  | triple glazing |  | wood | concrete | concrete + bricks | tilted roof |  | flat roof |  | wood | concrete | concrete + bricks | other | concrete slab |  | wooden floor (rafters + boards) |  | other |  |  |  | non-condensing | condensing |  |  |  |  | solid | liquid | gas | [7 empty] | non-condensing | condensing |  |  |  | solid | liquid | gas |  |  | Space heating [kWh/m² year] | Space cooling [kWh/m² year] | Domestic hot water [kWh/m² year] | Space heating [kWh/m² year] | Space cooling [kWh/m² year] | Domestic hot water [kWh/m² year] | Space heating+Domestic hot water [TWh/year] | Space cooling [TWh/year] | Space heating+Domestic hot water [TWh/year] | Space cooling [TWh/year]
|  |  |  | 51.7445 | [19 empty] | insulation |  | insulation |  | insulation | [6 empty] | low-e |  | low-e |  |  |  |  | insulation |  | insulation | [5 empty] | insulation |  | insulation
Residential sector | Total | Total |  | 13.7481 |  |  | 0.26569 | 0.0938 | 0.21255 | 0.0053139 | 0.047825 | 0.042
Residential sector | Total | Total | Before 1945 | 3.11 | 1.4774 | 2.2354 | 0.059716 | 0.0212 | 0.047772 | 0.0011943 | 0.010749 | 0.042321 | 0.010988 | 0.0064073 | 2 | 5.8 | 1.9 | 3 | 79.43% |  |  | 20.57% | 100% | [6 empty] | 50% |  | 50% | 100% |  |  |  |  | 82.29% | 17.71% |  | 82.29% |  | 17.71% |  |  |  | 100% |  | 100% | [5 empty] | Most widespread technology |  |  |  | Most widespread technology | [5 empty] | Most widespread fuel |  |  | Most widespread technology |  | Less widespread technology | Most widespread technology |  | Less widespread technology |  | Most widespread technology |  |  |  |  | Most widespread fuel |  |  | 30.7309 | 55.7133 | 8.0491 | 36.5852 | 25.227 | 10.995 | 0.066267 | 0.12454 | 0.068246 | 0.046394 | 3.11 | 81.35% | 0.9388% | 17.71% | 100% |  | 0.062% | 0.08219% | 0.002333% | 0.08024%
Residential sector | Total | Total | 1945 - 1969 | 2.78 | 1.3831 | 1.9998 | 0.053817 | 0.0213 | 0.043054 | 0.0010763 | 0.009687 | 0.032373 | 0.0099023 | 0.011541 | 1.75 | 3.6 | 1.85 | 2.5 | 100% |  |  |  | 80.69% |  |  |  | 19.31% |  |  | 100% |  |  | 100% | [5 empty] | 19.31% | 80.69% | 80.69% |  | 19.31% |  |  |  | 100% |  | 100% | [5 empty] | Most widespread technology |  |  |  | Most widespread technology | [5 empty] | Most widespread fuel |  |  | Most widespread technology |  | Less widespread technology | Most widespread technology |  | Less widespread technology |  | Most widespread technology |  |  |  |  | Most widespread fuel |  |  | 30.3638 | 59.9925 | 8.1108 | 36.1481 | 27.1646 | 11.0793 | 0.060726 | 0.11997 | 0.080799 | 0.044323 | 2.78 | 79.14% | 1.554% | 19.31% | 100% |  | 0.05919% | 0.08639% | 0.002333% | 0.06668%
Residential sector | Total | Total | 1970 - 1979 | 1.78 | 1.0974 | 1.2856 | 0.03457 | 0.0111 | 0.027656 | 0.00069141 | 0.0062226 | 0.021545 | 0.0063609 | 0.0066647 | 1.62 | 2.5 | 1.82 | 2.25 | 100% | [7 empty] | 100% |  |  | 100% |  |  | 21.35% | 78.65% |  |  |  |  | 19.95% | 80.05% | 80.05% |  | 19.95% |  |  |  | 100% |  | 100% | [5 empty] | Most widespread technology |  |  |  | Most widespread technology | [5 empty] | Most widespread fuel |  |  | Most widespread technology |  | Less widespread technology | Most widespread technology |  | Less widespread technology |  | Most widespread technology |  |  |  |  | Most widespread fuel |  |  | 25.3106 | 59.6841 | 8.1243 | 30.1323 | 27.0249 | 11.0978 | 0.039739 | 0.076727 | 0.052823 | 0.034742 | 1.78 | 78.65% | 1.4% | 19.95% | 100% |  | 0.05017% | 0.08034% | 0.003211% | 0.05156%
Residential sector | Total | Total | 1980 - 1989 | 2.29 | 1.2432 | 1.6498 | 0.044104 | 0.0111 | 0.035283 | 0.00088207 | 0.0079387 | 0.031685 | 0.0081151 | 0.0043035 | 1.56 | 1.95 | 1.81 | 2.12 | 90.85% | 9.151% |  |  | 9.151% | 18.3% |  |  | 90.85% | 100% |  | 81.22% |  | 18.78% |  | 100% |  |  |  |  | 18.3% | 81.7% | 81.7% | 81.7% | 18.3% | 18.3% |  |  | 100% |  | 100% | 100% |  |  |  |  | Most widespread technology |  |  |  | Most widespread technology | [5 empty] | Most widespread fuel |  |  | Most widespread technology |  | Less widespread technology | Most widespread technology |  | Less widespread technology |  | Most widespread technology |  |  |  |  | Most widespread fuel |  |  | 24.5985 | 60.5451 | 8.0526 | 29.2845 | 27.4148 | 10.9999 | 0.046119 | 0.099887 | 0.061595 | 0.045229 | 2.29 | 81.22% | 0.4762% | 18.3% | 100% |  | 0.07107% | 0.1206% | 0.002232% | 0.07746%
Residential sector | Total | Total | 1990 - 1999 | 1.92 | 1.1374 | 1.3855 | 0.037446 | 0.0111 | 0.029957 | 0.00074892 | 0.0067403 | 0.021612 | 0.0068901 | 0.0089444 | 1.53 | 1.67 | 1.81 | 2.06 | 89.61% | 10.39% |  |  | 10.39% | 20.78% |  |  | 89.61% | 100% |  | 79.22% |  | 20.78% |  | 100% | 21.35% |  |  |  | 20.78% | 79.22% | 79.22% | 79.22% | 20.78% | 20.78% |  |  | 100% |  | 100% | 100% |  |  |  |  | Most widespread technology |  |  |  | Most widespread technology | [5 empty] | Most widespread fuel |  |  | Most widespread technology |  | Less widespread technology | Most widespread technology |  | Less widespread technology |  | Most widespread technology |  |  |  |  | Most widespread fuel |  |  | 22.3549 | 59.5156 | 8.1245 | 26.6135 | 26.9487 | 11.098 | 0.038599 | 0.082462 | 0.05158 | 0.037339 | 1.92 | 78.65% | 0.5768% | 20.78% | 100% |  | 0.06631% | 0.1192% | 0.000958% | 0.09616%
Residential sector | Total | Total | 2000 - 2010 | 1.1167 | 0.90794 | 0.81897 | 0.02153 | 0.0117 | 0.017224 | 0.0004306 | 0.0038754 | 0.0073123 | 0.0039615 | 0.010256 | 1.5 | 1.53 | 1.8 | 2 | 90.75% | 9.255% |  |  | 9.255% | 18.51% |  |  | 90.75% | 100% |  | 81.49% |  | 18.51% |  | 100% | 37.32% |  |  |  | 18.51% | 81.49% | 81.49% | 81.49% | 18.51% | 18.51% |  |  | 100% |  | 100% | 100% |  |  |  |  | Most widespread technology |  |  |  | Most widespread technology | [5 empty] | Most widespread fuel |  |  | Most widespread technology |  | Widespread technology | Widespread technology |  | Less widespread technology | Less widespread technology | Widespread technology | Less widespread technology |  |  |  | Most widespread fuel |  |  | 15.2066 | 48.0583 | 8.5696 | 18.1034 | 21.7608 | 11.706 | 0.021993 | 0.039358 | 0.029509 | 0.017822 | 1.1167 | 62.68% | 18.81% | 18.51% | 100% |  | 0.03372% | 0.04358% | 0.0009121% | 0.04401%
Residential sector | Total | Total | Post 2010 | 0.75144 | 0.80359 | 0.66523 | 0.014511 | 0.0063 | 0.011609 | 0.00029021 | 0.0026119 | 0.00585 | 0.00267 | 0.0059907 | 0.34 | 1.4 | 0.2 | 0.37 | 81.18% | 18.82% |  |  | 9.411% | 18.82% |  |  | 90.59% | 100% |  | 100% |  |  |  | 100% | 100% |  |  |  | 18.82% | 81.18% | 81.18% | 81.18% | 18.82% | 18.82% |  |  | 100% |  | 100% | 100% |  |  |  |  | Most widespread technology |  |  |  | Most widespread technology | [5 empty] | Most widespread fuel |  |  | Most widespread technology |  | Widespread technology | Widespread technology |  | Less widespread technology | Less widespread technology | Widespread technology | Widespread technology |  |  |  | Most widespread fuel |  |  | 13.7517 | 45.0648 | 8.7219 | 16.3714 | 20.4054 | 11.9141 | 0.016563 | 0.029979 | 0.022108 | 0.013574 | 0.75144 | 57.22% | 23.95% | 18.82% | 100% |  | 0.03184% | 0.04639% | 0.01699% | 0.0669%
Residential sector | Single family- Terraced houses | Single family- Terraced houses |  |  |  |  | 0.22906 | 0.085 | 0.18325 | 0.0045811 | 0.04123
Residential sector | Single family- Terraced houses | Single family- Terraced houses | Before 1945 | 2.53 | 0.91912 | 1.8141 | 0.053672 | 0.02 | 0.042937 | 0.0010734 | 0.0096609 | 0.04 | 0.0098756 | 0.003796 | 2 | 5.8 | 1.9 | 3 | 75% |  |  | 25% | 100% | [6 empty] | 50% |  | 50% | 100% |  |  |  |  | 100% |  |  | 100% | [5 empty] | 100% |  | 100% | [5 empty] | Most widespread technology |  |  |  | Most widespread technology | [5 empty] | Most widespread fuel |  |  | Most widespread technology |  |  | Most widespread technology |  |  |  | Most widespread technology |  |  |  |  | Most widespread fuel |  |  | 34.55 | 59.7248 | 7.529 | 41.1318 | 27.0434 | 10.2846 | 0.047798 | 0.10834 | 0.043825 | 0.039059
Residential sector | Single family- Terraced houses | Single family- Terraced houses | 1945 - 1969 | 2.2 | 0.82484 | 1.5784 | 0.047596 | 0.02 | 0.038077 | 0.00095192 | 0.0085673 | 0.03 | 0.0087576 | 0.0088382 | 1.75 | 3.6 | 1.85 | 2.5 | 100% |  |  |  | 100% | [6 empty] | 100% |  |  | 100% | [6 empty] | 100% | 100% | [5 empty] | 100% |  | 100% | [5 empty] | Most widespread technology |  |  |  | Most widespread technology | [5 empty] | Most widespread fuel |  |  | Most widespread technology |  |  | Most widespread technology |  |  |  | Most widespread technology |  |  |  |  | Most widespread fuel |  |  | 34.3328 | 63.1293 | 7.529 | 40.8732 | 28.5849 | 10.2846 | 0.042227 | 0.099642 | 0.05634 | 0.035118
Residential sector | Single family- Terraced houses | Single family- Terraced houses | 1970 - 1979 | 1.4 | 0.59628 | 1.007 | 0.03053 | 0.01 | 0.024424 | 0.0006106 | 0.0054954 | 0.02 | 0.0056175 | 0.0049124 | 1.62 | 2.5 | 1.82 | 2.25 | 100% | [7 empty] | 100% |  |  | 100% |  |  |  | 100% | [5 empty] | 100% | 100% | [5 empty] | 100% |  | 100% | [5 empty] | Most widespread technology |  |  |  | Most widespread technology | [5 empty] | Most widespread fuel |  |  | Most widespread technology |  |  | Most widespread technology |  |  |  | Most widespread technology |  |  |  |  | Most widespread fuel |  |  | 29.0069 | 62.5466 | 7.529 | 34.5327 | 28.3211 | 10.2846 | 0.02619 | 0.062986 | 0.03499 | 0.02852
Residential sector | Single family- Terraced houses | Single family- Terraced houses | 1980 - 1989 | 1.86 | 0.7277 | 1.3356 | 0.039743 | 0.01 | 0.031795 | 0.00079487 | 0.0071538 | 0.03 | 0.0073128 | 0.0024305 | 1.56 | 1.95 | 1.81 | 2.12 | 100% | [7 empty] | 100% | 100% |  | 100% |  |  |  | 100% | [5 empty] | 100% | 100% | 100% |  |  |  |  | 100% |  | 100% | 100% |  |  |  |  | Most widespread technology |  |  |  | Most widespread technology | [5 empty] | Most widespread fuel |  |  | Most widespread technology |  |  | Most widespread technology |  |  |  | Most widespread technology |  |  |  |  | Most widespread fuel |  |  | 27.7227 | 63.11 | 7.529 | 33.0039 | 28.5762 | 10.2846 | 0.032155 | 0.084287 | 0.043146 | 0.038165
Residential sector | Single family- Terraced houses | Single family- Terraced houses | 1990 - 1999 | 1.51 | 0.62771 | 1.0856 | 0.033273 | 0.01 | 0.026619 | 0.00066546 | 0.0059892 | 0.02 | 0.0061223 | 0.007151 | 1.53 | 1.67 | 1.81 | 2.06 | 100% | [7 empty] | 100% | 100% |  | 100% |  |  |  | 100% | [5 empty] | 100% | 100% | 100% |  |  |  |  | 100% |  | 100% | 100% |  |  |  |  | Most widespread technology |  |  |  | Most widespread technology | [5 empty] | Most widespread fuel |  |  | Most widespread technology |  |  | Most widespread technology |  |  |  | Most widespread technology |  |  |  |  | Most widespread fuel |  |  | 25.5802 | 62.3901 | 7.529 | 30.4532 | 28.2502 | 10.2846 | 0.025803 | 0.06773 | 0.034645 | 0.030668
Residential sector | Single family- Terraced houses | Single family- Terraced houses | 2000 - 2010 | 0.7 | 0.39629 | 0.50708 | 0.014995 | 0.01 | 0.011996 | 0.00029991 | 0.0026992 | 0.005 | 0.0027592 | 0.0072363 | 1.5 | 1.53 | 1.8 | 2 | 100% | [7 empty] | 100% | 100% |  | 100% |  |  |  | 100% | [5 empty] | 100% | 100% | 100% |  |  |  |  | 100% |  | 100% | 100% |  |  |  |  | Most widespread technology |  |  |  | Most widespread technology | [5 empty] | Most widespread fuel |  |  | Most widespread technology |  |  | Most widespread technology |  |  |  | Most widespread technology |  |  |  |  | Most widespread fuel |  |  | 18.3686 | 54.8681 | 7.529 | 21.8678 | 24.8443 | 10.2846 | 0.011807 | 0.027823 | 0.015865 | 0.012598
Residential sector | Single family- Terraced houses | Single family- Terraced houses | Post 2010 | 0.43 | 0.31915 | 0.42138 | 0.0092469 | 0.005 | 0.0073976 | 0.00018494 | 0.0016644 | 0.004 | 0.0017014 | 0.0035455 | 0.34 | 1.4 | 0.2 | 0.37 | 100% | [7 empty] | 100% | 100% |  | 100% |  |  |  | 100% | 100% |  |  |  |  | 100% | 100% | 100% |  |  |  |  | 100% |  | 100% | 100% |  |  |  |  | Most widespread technology |  |  |  | Most widespread technology | [5 empty] | Most widespread fuel |  |  | Most widespread technology |  |  | Most widespread technology |  |  |  | Widespread technology | Widespread technology |  |  |  | Most widespread fuel |  |  | 17.5846 | 53.0007 | 7.529 | 20.9344 | 23.9987 | 10.2846 | 0.0083259 | 0.022333 | 0.011104 | 0.010113
Residential sector | Multifamily houses | Multifamily houses |  |  |  |  | 0.010944 | 0.003 | 0.0087549 | 0.00021887 | 0.0019699 | 0.042
Residential sector | Multifamily houses | Multifamily houses | Before 1945 | 0.029196 | 0.20464 | 0.020852 | 0.00061937 | 0.0002 | 0.0004955 | 1.2387e-05 | 0.00011149 | 0.00020927 | 0.00011396 | 0.00029614 | 2 | 5.8 | 1.9 | 3 | 75% |  |  | 25% | 100% | [6 empty] | 50% |  | 50% | 100% |  |  |  |  | 100% |  |  | 100% | [5 empty] | 100% |  | 100% | [5 empty] | Most widespread technology |  |  |  | Most widespread technology | [5 empty] | Most widespread fuel |  |  | Most widespread technology |  | Widespread technology | Widespread technology |  | Most widespread technology | [6 empty] | Most widespread fuel |  |  | 14.0718 | 38.2149 | 10.3176 | 16.7525 | 17.3037 | 14.0939 | 0.0029927 | 0.00079686 | 0.0038397 | 0.00036082
Residential sector | Multifamily houses | Multifamily houses | 1945 - 1969 | 0.043187 | 0.20864 | 0.030844 | 0.00093434 | 0.0003 | 0.00074747 | 1.8687e-05 | 0.00016818 | 0.00031569 | 0.00017192 | 0.00044673 | 1.75 | 3.6 | 1.85 | 2.5 | 100% |  |  |  | 100% | [6 empty] | 100% |  |  | 100% | [6 empty] | 100% | 100% | [5 empty] | 100% |  | 100% | [5 empty] | Most widespread technology |  |  |  | Most widespread technology | [5 empty] | Most widespread fuel |  |  | Most widespread technology |  | Widespread technology | Widespread technology |  | Most widespread technology | [6 empty] | Most widespread fuel |  |  | 15.3087 | 48.0946 | 10.3176 | 18.225 | 21.7772 | 14.0939 | 0.0034242 | 0.0014835 | 0.0044111 | 0.00067171
Residential sector | Multifamily houses | Multifamily houses | 1970 - 1979 | 0.02492 | 0.20342 | 0.017798 | 0.00054343 | 0.0001 | 0.00043475 | 1.0869e-05 | 9.7818e-05 | 0.00018361 | 9.9992e-05 | 0.00025983 | 1.62 | 2.5 | 1.82 | 2.25 | 100% | [7 empty] | 100% |  |  | 100% |  |  | 100% | [6 empty] | 100% | 100% | [5 empty] | 100% |  | 100% | [5 empty] | Most widespread technology |  |  |  | Most widespread technology | [5 empty] | Most widespread fuel |  |  | Most widespread technology |  | Widespread technology | Widespread technology |  | Most widespread technology | [6 empty] | Most widespread fuel |  |  | 11.6927 | 49.1379 | 10.3176 | 13.9202 | 22.2496 | 14.0939 | 0.0024797 | 0.00087455 | 0.0031829 | 0.000396
Residential sector | Multifamily houses | Multifamily houses | 1980 - 1989 | 0.010905 | 0.19942 | 0.0077884 | 0.00023301 | 0.0001 | 0.00018641 | 4.6603e-06 | 4.1942e-05 | 7.8729e-05 | 4.2874e-05 | 0.00011141 | 1.56 | 1.95 | 1.81 | 2.12 | 100% | [7 empty] | 100% | 100% |  |  |  | 100% |  | 100% | [5 empty] | 100% | 100% | 100% |  |  |  |  | 100% |  | 100% | 100% |  |  |  |  | Most widespread technology |  |  |  | Most widespread technology | [5 empty] | Most widespread fuel |  |  | Most widespread technology |  | Widespread technology | Widespread technology |  | Most widespread technology | [6 empty] | Most widespread fuel |  |  | 11.0844 | 49.4508 | 10.3176 | 13.196 | 22.3913 | 14.0939 | 0.0021855 | 0.00038514 | 0.0027852 | 0.00017439
Residential sector | Multifamily houses | Multifamily houses | 1990 - 1999 | 0.011075 | 0.19946 | 0.0079099 | 0.00024404 | 0.0001 | 0.00019524 | 4.8809e-06 | 4.3928e-05 | 8.2456e-05 | 4.4904e-05 | 0.00011668 | 1.53 | 1.67 | 1.81 | 2.06 | 100% | [7 empty] | 100% | 100% |  | 100% |  |  |  | 100% | 100% |  |  |  |  | 100% | 100% | 100% |  |  |  |  | 100% |  | 100% | 100% |  |  |  |  | Most widespread technology |  |  |  | Most widespread technology | [5 empty] | Most widespread fuel |  |  | Most widespread technology |  | Widespread technology | Widespread technology |  | Most widespread technology | [6 empty] | Most widespread fuel |  |  | 10.4761 | 48.9292 | 10.3176 | 12.4718 | 22.1551 | 14.0939 | 0.0020735 | 0.00038702 | 0.0026438 | 0.00017524
Residential sector | Multifamily houses | Multifamily houses | 2000 - 2010 | 0.21 | 0.2563 | 0.15712 | 0.0044986 | 0.0012 | 0.0035989 | 8.9973e-05 | 0.00080976 | 0.00152 | 0.00082775 | 0.0021509 | 1.5 | 1.53 | 1.8 | 2 | 100% | [7 empty] | 100% | 100% |  | 100% |  |  |  | 100% | 100% |  |  |  |  | 100% | 100% | 100% |  |  |  |  | 100% |  | 100% | 100% |  |  |  |  | Most widespread technology |  |  |  | Most widespread technology | [5 empty] | Most widespread fuel |  |  | Most widespread technology |  | Widespread technology | Widespread technology |  | Most widespread technology | [6 empty] | Most widespread fuel |  |  | 9.8949 | 36.6187 | 10.3176 | 11.7798 | 16.5809 | 14.0939 | 0.0044244 | 0.0057537 | 0.0059788 | 0.0026053
Residential sector | Multifamily houses | Multifamily houses | Post 2010 | 0.18 | 0.24773 | 0.1357 | 0.0038708 | 0.001 | 0.0030967 | 7.7416e-05 | 0.00069675 | 0.0013078 | 0.00071223 | 0.0018507 | 0.34 | 1.4 | 0.2 | 0.37 | 100% | [7 empty] | 100% | 100% |  | 100% |  |  |  | 100% | 100% |  |  |  |  | 100% | 100% | 100% |  |  |  |  | 100% |  | 100% | 100% |  |  |  |  | Most widespread technology |  |  |  | Most widespread technology | [5 empty] | Most widespread fuel |  |  | Most widespread technology |  | Widespread technology | Widespread technology |  | Most widespread technology | [6 empty] | Most widespread fuel |  |  | 8.6242 | 34.4487 | 10.3176 | 10.2671 | 15.5984 | 14.0939 | 0.0037573 | 0.0046746 | 0.0050803 | 0.0021167
Residential sector | Appartment blocks | Appartment blocks |  | 2.6089 |  |  | 0.025693 | 0.0058 | 0.020554 | 0.00051386 | 0.0046247 | 0.01
Residential sector | Appartment blocks | Appartment blocks | Before 1945 | 0.5508 | 0.35366 | 0.40053 | 0.0054245 | 0.001 | 0.0043396 | 0.00010849 | 0.00097641 | 0.0021113 | 0.00099811 | 0.0023151 | 2 | 5.8 | 1.9 | 3 | 100% |  |  |  | 100% | [6 empty] | 50% |  | 50% | 100% | [5 empty] | 100% |  |  |  | 100% |  |  |  | 100% |  | 100% | [5 empty] | Most widespread technology |  |  |  | Most widespread technology | [5 empty] | Most widespread fuel |  |  | Most widespread technology |  | Most widespread technology |  |  | Most widespread technology | [6 empty] | Most widespread fuel |  |  | 14.0718 | 38.2149 | 10.3176 | 16.7525 | 17.3037 | 14.0939 | 0.010029 | 0.015306 | 0.013688 | 0.0069306
Residential sector | Appartment blocks | Appartment blocks | 1945 - 1969 | 0.53681 | 0.34967 | 0.39053 | 0.0052867 | 0.001 | 0.0042294 | 0.00010573 | 0.00095161 | 0.0020577 | 0.00097276 | 0.0022563 | 1.75 | 3.6 | 1.85 | 2.5 | 100% | [7 empty] | 100% |  |  | 100% |  |  | 100% | [5 empty] | 100% |  |  |  | 100% |  |  |  | 100% |  | 100% | [5 empty] | Most widespread technology |  |  |  | Most widespread technology | [5 empty] | Most widespread fuel |  |  | Most widespread technology |  | Most widespread technology |  |  | Most widespread technology | [6 empty] | Most widespread fuel |  |  | 15.3087 | 48.0946 | 10.3176 | 18.225 | 21.7772 | 14.0939 | 0.010247 | 0.018783 | 0.013938 | 0.0085047
Residential sector | Appartment blocks | Appartment blocks | 1970 - 1979 | 0.35508 | 0.29775 | 0.26074 | 0.003497 | 0.001 | 0.0027976 | 6.9939e-05 | 0.00062945 | 0.0013611 | 0.00064344 | 0.0014925 | 1.62 | 2.5 | 1.82 | 2.25 | 100% | [7 empty] | 100% |  |  | 100% |  |  | 100% | [5 empty] | 100% |  |  |  | 100% |  |  |  | 100% |  | 100% | [5 empty] | Most widespread technology |  |  |  | Most widespread technology | [5 empty] | Most widespread fuel |  |  | Most widespread technology |  | Most widespread technology |  |  | Most widespread technology | [6 empty] | Most widespread fuel |  |  | 11.6927 | 49.1379 | 10.3176 | 13.9202 | 22.2496 | 14.0939 | 0.0067222 | 0.012812 | 0.0091491 | 0.0058014
Residential sector | Appartment blocks | Appartment blocks | 1980 - 1989 | 0.41909 | 0.31604 | 0.30646 | 0.0041274 | 0.001 | 0.0033019 | 8.2548e-05 | 0.00074293 | 0.0016064 | 0.00075944 | 0.0017615 | 1.56 | 1.95 | 1.81 | 2.12 | 50% | 50% |  |  | 50% | 100% |  |  | 50% | 100% |  |  |  | 100% |  | 100% |  |  |  |  | 100% |  |  |  | 100% | 100% |  |  | 100% |  | 100% | 100% |  |  |  |  | Most widespread technology |  |  |  | Most widespread technology | [5 empty] | Most widespread fuel |  |  | Most widespread technology |  | Most widespread technology |  |  | Most widespread technology | [6 empty] | Most widespread fuel |  |  | 11.0844 | 49.4508 | 10.3176 | 13.196 | 22.3913 | 14.0939 | 0.0073639 | 0.015155 | 0.010077 | 0.006862
Residential sector | Appartment blocks | Appartment blocks | 1990 - 1999 | 0.39892 | 0.31027 | 0.29205 | 0.0039288 | 0.001 | 0.003143 | 7.8575e-05 | 0.00070718 | 0.0015291 | 0.00072289 | 0.0016767 | 1.53 | 1.67 | 1.81 | 2.06 | 50% | 50% |  |  | 50% | 100% |  |  | 50% | 100% |  |  |  | 100% |  | 100% | 100% |  |  |  | 100% |  |  |  | 100% | 100% |  |  | 100% |  | 100% | 100% |  |  |  |  | Most widespread technology |  |  |  | Most widespread technology | [5 empty] | Most widespread fuel |  |  | Most widespread technology |  | Most widespread technology |  |  | Most widespread technology | [6 empty] | Most widespread fuel |  |  | 10.4761 | 48.9292 | 10.3176 | 12.4718 | 22.1551 | 14.0939 | 0.0069305 | 0.01429 | 0.0094921 | 0.0064705
Residential sector | Appartment blocks | Appartment blocks | 2000 - 2010 | 0.2067 | 0.25535 | 0.15477 | 0.0020357 | 0.0005 | 0.0016285 | 4.0713e-05 | 0.00036642 | 0.0007923 | 0.00037456 | 0.0008688 | 1.5 | 1.53 | 1.8 | 2 | 50% | 50% |  |  | 50% | 100% |  |  | 50% | 100% |  |  |  | 100% |  | 100% | 100% |  |  |  | 100% |  |  |  | 100% | 100% |  |  | 100% |  | 100% | 100% |  |  |  |  | Most widespread technology |  |  |  | Most widespread technology | [5 empty] | Most widespread fuel |  |  | Most widespread technology |  | Most widespread technology |  |  |  | Widespread technology |  | Widespread technology |  |  |  | Most widespread fuel |  |  | 9.8949 | 36.6187 | 10.3176 | 11.7798 | 16.5809 | 14.0939 | 0.0043836 | 0.0056674 | 0.0059212 | 0.0025662
Residential sector | Appartment blocks | Appartment blocks | Post 2010 | 0.14144 | 0.23671 | 0.10816 | 0.0013929 | 0.0003 | 0.0011143 | 2.7858e-05 | 0.00025073 | 0.00054214 | 0.0002563 | 0.00059448 | 0.34 | 1.4 | 0.2 | 0.37 |  | 100% |  |  | 50% | 100% |  |  | 50% | 100% |  | 100% |  |  |  | 100% | 100% |  |  |  | 100% |  |  |  | 100% | 100% |  |  | 100% |  | 100% | 100% |  |  |  |  | Most widespread technology |  |  |  | Most widespread technology | [5 empty] | Most widespread fuel |  |  | Most widespread technology |  | Most widespread technology |  |  |  | Widespread technology |  | Widespread technology |  |  |  | Most widespread fuel |  |  | 8.6242 | 34.4487 | 10.3176 | 10.2671 | 15.5984 | 14.0939 | 0.0032935 | 0.0037258 | 0.0044237 | 0.0016871
Service sector | Total | Total |  |  |  |  | 0.039356 | 0.0199 | 0.018322 | 0.020984 | 0
Service sector | Total | Total | Before 1945 | 1.0328 | 1.0328 | 0.75063 | 0.0093591 | 0.0047677 | 0.0043563 | 0.004986 | 0 | 0.0084413 | 0.00091785 | 0 | 2 | 6.1 | 1.7 | 2.6 | [64 empty] | 38.4775 | 104.4969 | 4.3326 | 63.4879 | 64.7881 | 6.4989 | 0.044216 | 0.088438 | 0.072285 | 0.058632 | 1.0328 | 23.43% | 22.66% | 23.62% | 8.214% | 10.07% | 12.01% | 100% |  | 0.05753% | 0.05799% | 0.05791% | 0.07588% | 0.06781% | 0.04842%
Service sector | Total | Total | 1945 - 1969 | 1.084 | 1.084 | 0.795 | 0.010132 | 0.0052096 | 0.0046461 | 0.0054828 | 0 | 0.0091767 | 0.0009556 | 0 | 1.9 | 6 | 1.85 | 2.5 | [64 empty] | 40.9263 | 112.6166 | 4.4227 | 67.5284 | 69.8223 | 6.6341 | 0.049158 | 0.08953 | 0.080392 | 0.055509 | 1.084 | 17.9% | 29.89% | 16.97% | 5.904% | 13.28% | 16.05% | 100% |  | 0.04614% | 0.1499% | 0.05565% | 0.09235% | 0.1199% | 0.1018%
Service sector | Total | Total | 1970 - 1979 | 0.614 | 0.614 | 0.4425 | 0.0054928 | 0.002827 | 0.0025286 | 0.0029604 | 0 | 0.0049659 | 0.0005269 | 0 | 1.75 | 5.9 | 2 | 2.4 | [64 empty] | 40.7877 | 113.3127 | 4.4561 | 67.2997 | 70.2539 | 6.6842 | 0.02778 | 0.050141 | 0.045426 | 0.031087 | 0.614 | 18.57% | 26.71% | 18.57% | 7.166% | 13.68% | 15.31% | 100% |  | 0.05745% | 0.1307% | 0.06959% | 0.1214% | 0.1335% | 0.09127%
Service sector | Total | Total | 1980 - 1989 | 0.404 | 0.404 | 0.285 | 0.0035351 | 0.0018065 | 0.0016473 | 0.0018816 | 0 | 0.0031843 | 0.00035083 | 0 | 1.67 | 5.8 | 1.85 | 2 | [64 empty] | 37.8015 | 106.9823 | 4.2186 | 62.3725 | 66.329 | 6.3279 | 0.016976 | 0.03049 | 0.027755 | 0.018904 | 0.404 | 23.27% | 20.79% | 23.27% | 5.941% | 13.37% | 13.37% | 100% |  | 0.03657% | 0.03484% | 0.04258% | 0.04046% | 0.05514% | 0.03682%
Service sector | Total | Total | 1990 - 1999 | 0.334 | 0.334 | 0.2325 | 0.0038024 | 0.0018805 | 0.0017942 | 0.0019975 | 0 | 0.003424 | 0.00037835 | 0 | 1.6 | 5.7 | 1.7 | 2.1 | [64 empty] | 40.6426 | 103.8367 | 4.2237 | 67.0603 | 64.3788 | 6.3355 | 0.014985 | 0.024142 | 0.024514 | 0.014968 | 0.334 | 37.13% | 22.16% | 16.17% | 4.192% | 10.18% | 10.18% | 100% |  | 0.04856% | 0.03118% | 0.02538% | 0.02201% | 0.03346% | 0.02283%
Service sector | Total | Total | 2000 - 2010 | 0.364 | 0.364 | 0.255 | 0.0046557 | 0.0022683 | 0.0022051 | 0.0024439 | 0 | 0.0041903 | 0.00046545 | 5.421e-19 | 1.7 | 5.6 | 2.1 | 2.3 | [64 empty] | 38.7411 | 103.8877 | 4.2903 | 63.9229 | 64.4104 | 6.4355 | 0.015663 | 0.026491 | 0.02561 | 0.016425 | 0.364 | 47.8% | 20.33% | 9.341% | 3.846% | 6.593% | 12.09% | 100% |  | 0.07328% | 0.02743% | 0.01683% | 0.02255% | 0.02333% | 0.02894%
Service sector | Total | Total | Post 2010 | 0.167 | 0.167 | 0.10725 | 0.0023781 | 0.0011403 | 0.0011439 | 0.0012323 | 0 | 0.00213 | 0.00024815 | 0 | 1.58 | 5.2 | 1.96 | 2.08 | [64 empty] | 35.3089 | 89.3796 | 4.2958 | 58.2597 | 55.4153 | 6.4438 | 0.006614 | 0.009586 | 0.010805 | 0.0059433 | 0.167 | 68.26% | 8.383% | 5.988% | 4.192% | 5.988% | 7.186% | 100% |  | 0.08226% | 0.01015% | 0.007062% | 0.03178% | 0.0246% | 0.01606%
Service sector | Offices | Offices |  |  |  |  | 0.018434 | 0.0074896 | 0.0090034 | 0.0094311 | 0
Service sector | Offices | Offices | Before 1945 | 0.242 | 0.242 | 0.1725 | 0.0042246 | 0.0016725 | 0.0020633 | 0.0021613 | 0 | 0.0037873 | 0.00043724 | 0 | 2 | 6.1 | 1.7 | 2.6 | [64 empty] | 38.3262 | 116.7952 | 3.9982 | 63.2382 | 72.413 | 5.9973 | 0.010242 | 0.020147 | 0.016755 | 0.022491
Service sector | Offices | Offices | 1945 - 1969 | 0.194 | 0.194 | 0.1425 | 0.0033866 | 0.0012441 | 0.001654 | 0.0017326 | 0 | 0.0030361 | 0.00035052 | 0 | 1.9 | 6 | 1.85 | 2.5 | [64 empty] | 40.6266 | 108.6195 | 3.9982 | 67.0338 | 67.3441 | 5.9973 | 0.0086572 | 0.015478 | 0.014168 | 0.0095965
Service sector | Offices | Offices | 1970 - 1979 | 0.114 | 0.114 | 0.0825 | 0.0019901 | 0.00073973 | 0.00097196 | 0.0010181 | 0 | 0.0017841 | 0.00020597 | 0 | 1.75 | 5.9 | 2 | 2.4 | [64 empty] | 40.5444 | 109.7057 | 3.9982 | 66.8983 | 68.0176 | 5.9973 | 0.0050779 | 0.0090507 | 0.0083101 | 0.0056114
Service sector | Offices | Offices | 1980 - 1989 | 0.094 | 0.094 | 0.0675 | 0.0016409 | 0.00064858 | 0.00080144 | 0.00083951 | 0 | 0.0014711 | 0.00016984 | 0 | 1.67 | 5.8 | 1.85 | 2 | [64 empty] | 40.4623 | 100.9293 | 3.9982 | 66.7627 | 62.5761 | 5.9973 | 0.0041793 | 0.0068127 | 0.0068394 | 0.0042239
Service sector | Offices | Offices | 1990 - 1999 | 0.124 | 0.124 | 0.09 | 0.0021647 | 0.00093069 | 0.0010572 | 0.0011074 | 0 | 0.0019406 | 0.00022404 | 0 | 1.6 | 5.7 | 1.7 | 2.1 | [64 empty] | 37.9976 | 92.1528 | 3.9982 | 62.696 | 57.1347 | 5.9973 | 0.0052075 | 0.0082938 | 0.008518 | 0.0051421
Service sector | Offices | Offices | 2000 - 2010 | 0.174 | 0.174 | 0.1275 | 0.0030375 | 0.0013455 | 0.0014835 | 0.001554 | 0 | 0.0027231 | 0.00031438 | 0 | 1.7 | 5.6 | 2.1 | 2.3 | [64 empty] | 34.7524 | 83.8591 | 3.9982 | 57.3414 | 51.9926 | 5.9973 | 0.0067426 | 0.010692 | 0.011021 | 0.0066291
Service sector | Offices | Offices | Post 2010 | 0.114 | 0.114 | 0.0825 | 0.0019901 | 0.00090853 | 0.00097196 | 0.0010181 | 0 | 0.0017841 | 0.00020597 | 0 | 1.58 | 5.2 | 1.96 | 2.08 | [64 empty] | 34.547 | 82.9444 | 3.9982 | 57.0025 | 51.4255 | 5.9973 | 0.0043941 | 0.0068429 | 0.007182 | 0.0042426
Service sector | Trade | Trade |  |  |  |  | 0.016898 | 0.0083877 | 0.0075197 | 0.0093786 | 0
Service sector | Trade | Trade | Before 1945 | 0.234 | 0.234 | 0.1725 | 0.0040849 | 0.0020456 | 0.0018178 | 0.0022671 | 0 | 0.0037785 | 0.00030637 | 0 | 2 | 6.1 | 1.7 | 2.6 | [64 empty] | 50.013 | 99.7177 | 4.7143 | 82.5214 | 61.825 | 7.0714 | 0.012806 | 0.017201 | 0.020965 | 0.010665
Service sector | Trade | Trade | 1945 - 1969 | 0.324 | 0.324 | 0.24 | 0.005656 | 0.002876 | 0.0025169 | 0.0031391 | 0 | 0.0052318 | 0.0004242 | 0 | 1.9 | 6 | 1.85 | 2.5 | [64 empty] | 48.9552 | 124.6472 | 4.7143 | 80.7761 | 77.2812 | 7.0714 | 0.017389 | 0.029915 | 0.028463 | 0.018547
Service sector | Trade | Trade | 1970 - 1979 | 0.164 | 0.164 | 0.12 | 0.0028629 | 0.0014475 | 0.001274 | 0.0015889 | 0 | 0.0026482 | 0.00021472 | 0 | 1.75 | 5.9 | 2 | 2.4 | [64 empty] | 47.8975 | 125.8936 | 4.7143 | 79.0308 | 78.054 | 7.0714 | 0.0086283 | 0.015107 | 0.014121 | 0.0093665
Service sector | Trade | Trade | 1980 - 1989 | 0.084 | 0.084 | 0.06 | 0.0014664 | 0.00073014 | 0.00065254 | 0.00081384 | 0 | 0.0013564 | 0.00010998 | 0 | 1.67 | 5.8 | 1.85 | 2 | [64 empty] | 40.5444 | 135.9651 | 4.7143 | 66.8983 | 84.2984 | 7.0714 | 0.0038017 | 0.0081579 | 0.0062135 | 0.0050579
Service sector | Trade | Trade | 1990 - 1999 | 0.074 | 0.074 | 0.0525 | 0.0012918 | 0.00060393 | 0.00057486 | 0.00071696 | 0 | 0.0011949 | 9.6886e-05 | 0 | 1.6 | 5.7 | 1.7 | 2.1 | [64 empty] | 53.176 | 146.0366 | 4.7143 | 87.7405 | 90.5427 | 7.0714 | 0.0042839 | 0.0076669 | 0.0070161 | 0.0047535
Service sector | Trade | Trade | 2000 - 2010 | 0.074 | 0.074 | 0.0525 | 0.0012918 | 0.00059638 | 0.00057486 | 0.00071696 | 0 | 0.0011949 | 9.6886e-05 | 0 | 1.7 | 5.6 | 2.1 | 2.3 | [64 empty] | 51.1016 | 147.497 | 4.7143 | 84.3176 | 91.4481 | 7.0714 | 0.0041304 | 0.0077436 | 0.0067628 | 0.004801
Service sector | Trade | Trade | Post 2010 | 0.014 | 0.014 | 0.0075 | 0.0002444 | 8.8124e-05 | 0.00010876 | 0.00013564 | 0 | 0.00022607 | 1.833e-05 | 0 | 1.58 | 5.2 | 1.96 | 2.08 | [64 empty] | 45.2068 | 116.7952 | 4.7143 | 74.5913 | 72.413 | 7.0714 | 0.0006989 | 0.00087596 | 0.0011433 | 0.0005431
Service sector | Education | Education |  |  |  |  | 0.00020541 | 0.00020541 | 0.00015587 | 0 | 0
Service sector | Education | Education | Before 1945 | 0.244 | 0.244 | 0.18 | 6.9449e-05 | 6.9449e-05 | 5.2698e-05 | 0 | 0 | 5.7921e-05 | 1.1529e-05 | 0 | 2 | 6.1 | 1.7 | 2.6 | [64 empty] | 20.416 | 81.115 | 1.7306 | 33.6864 | 50.2913 | 2.5958 | 0.0054038 | 0.014601 | 0.0088529 | 0.0090524
Service sector | Education | Education | 1945 - 1969 | 0.184 | 0.184 | 0.135 | 1.3963e-05 | 1.3963e-05 | 1.0595e-05 | 0 | 0 | 1.1645e-05 | 2.3178e-06 | 0 | 1.9 | 6 | 1.85 | 2.5 | [64 empty] | 20.5392 | 88.4154 | 1.7306 | 33.8897 | 54.8175 | 2.5958 | 0.0040976 | 0.011936 | 0.0067133 | 0.0074004
Service sector | Education | Education | 1970 - 1979 | 0.114 | 0.114 | 0.0825 | 1.5902e-05 | 1.5902e-05 | 1.2067e-05 | 0 | 0 | 1.3262e-05 | 2.6398e-06 | 0 | 1.75 | 5.9 | 2 | 2.4 | [64 empty] | 20.1284 | 89.2995 | 1.7306 | 33.2119 | 55.3657 | 2.5958 | 0.0024919 | 0.0073672 | 0.0040821 | 0.0045677
Service sector | Education | Education | 1980 - 1989 | 0.094 | 0.094 | 0.0675 | 2.5987e-05 | 2.5987e-05 | 1.9719e-05 | 0 | 0 | 2.1673e-05 | 4.3138e-06 | 0 | 1.67 | 5.8 | 1.85 | 2 | [64 empty] | 20.95 | 77.2441 | 1.7306 | 34.5675 | 47.8913 | 2.5958 | 0.002132 | 0.005214 | 0.0034934 | 0.0032327
Service sector | Education | Education | 1990 - 1999 | 0.054 | 0.054 | 0.0375 | 4.4142e-05 | 4.4142e-05 | 3.3495e-05 | 0 | 0 | 3.6814e-05 | 7.3275e-06 | 0 | 1.6 | 5.7 | 1.7 | 2.1 | [64 empty] | 21.7716 | 65.1887 | 1.7306 | 35.9231 | 40.417 | 2.5958 | 0.0012691 | 0.0024446 | 0.00208 | 0.0015156
Service sector | Education | Education | 2000 - 2010 | 0.034 | 0.034 | 0.0225 | 2.7793e-05 | 2.7793e-05 | 2.1089e-05 | 0 | 0 | 2.3179e-05 | 4.6136e-06 | 0 | 1.7 | 5.6 | 2.1 | 2.3 | [64 empty] | 19.1631 | 74.3151 | 1.7306 | 31.6191 | 46.0754 | 2.5958 | 0.00071038 | 0.0016721 | 0.0011633 | 0.0010367
Service sector | Education | Education | Post 2010 | 0.01 | 0.01 | 0.0045 | 8.1744e-06 | 8.1744e-06 | 6.2027e-06 | 0 | 0 | 6.8174e-06 | 1.3569e-06 | 0 | 1.58 | 5.2 | 1.96 | 2.08 | [64 empty] | 16.4519 | 67.3849 | 1.7306 | 27.1457 | 41.7786 | 2.5958 | 0.00018182 | 0.00030323 | 0.00029741 | 0.000188
Service sector | Health | Health |  |  |  |  | 0.0003 | 0.0003 | 0.00015726 | 0.00014274 | 0
Service sector | Health | Health | Before 1945 | 0.084835 | 0.084835 | 0.060626 | 0.00010106 | 0.00010106 | 5.2976e-05 | 4.8084e-05 | 0 | 8.4284e-05 | 1.6776e-05 | 0 | 2 | 6.1 | 1.7 | 2.6 | [64 empty] | 52.4982 | 116.7952 | 10.8608 | 86.6221 | 72.413 | 16.2911 | 0.005375 | 0.0070808 | 0.0087306 | 0.0043901
Service sector | Health | Health | 1945 - 1969 | 0.064 | 0.064 | 0.045 | 7.6241e-05 | 7.6241e-05 | 3.9965e-05 | 3.6275e-05 | 0 | 6.3585e-05 | 1.2656e-05 | 0 | 1.9 | 6 | 1.85 | 2.5 | [64 empty] | 51.5534 | 108.6195 | 10.8608 | 85.0632 | 67.3441 | 16.2911 | 0.0039945 | 0.0048879 | 0.0064867 | 0.0030305
Service sector | Health | Health | 1970 - 1979 | 0.044 | 0.044 | 0.03 | 5.2415e-05 | 5.2415e-05 | 2.7476e-05 | 2.4939e-05 | 0 | 4.3714e-05 | 8.7009e-06 | 0 | 1.75 | 5.9 | 2 | 2.4 | [64 empty] | 55.1478 | 109.7057 | 10.8608 | 90.9939 | 68.0176 | 16.2911 | 0.0029044 | 0.0032912 | 0.0047205 | 0.0020405
Service sector | Health | Health | 1980 - 1989 | 0.024 | 0.024 | 0.015 | 2.859e-05 | 2.859e-05 | 1.4987e-05 | 1.3603e-05 | 0 | 2.3844e-05 | 4.746e-06 | 0 | 1.67 | 5.8 | 1.85 | 2 | [64 empty] | 58.7422 | 97.0896 | 10.8608 | 96.9246 | 60.1955 | 16.2911 | 0.0016705 | 0.0014563 | 0.0027172 | 0.00090293
Service sector | Health | Health | 1990 - 1999 | 0.014 | 0.014 | 0.0075 | 1.6678e-05 | 1.6678e-05 | 8.7424e-06 | 7.9352e-06 | 0 | 1.3909e-05 | 2.7685e-06 | 0 | 1.6 | 5.7 | 1.7 | 2.1 | [64 empty] | 62.2338 | 84.4734 | 10.8608 | 102.6858 | 52.3735 | 16.2911 | 0.0010233 | 0.00063355 | 0.0016657 | 0.0003928
Service sector | Health | Health | 2000 - 2010 | 0.014 | 0.014 | 0.0075 | 1.6678e-05 | 1.6678e-05 | 8.7424e-06 | 7.9352e-06 | 0 | 1.3909e-05 | 2.7685e-06 | 0 | 1.7 | 5.6 | 2.1 | 2.3 | [64 empty] | 57.058 | 95.455 | 10.8608 | 94.1456 | 59.1821 | 16.2911 | 0.00095086 | 0.00071591 | 0.0015461 | 0.00044387
Service sector | Health | Health | Post 2010 | 0.007 | 0.007 | 0.00225 | 8.3388e-06 | 8.3388e-06 | 4.3712e-06 | 3.9676e-06 | 0 | 6.9546e-06 | 1.3842e-06 | 0 | 1.58 | 5.2 | 1.96 | 2.08 | [64 empty] | 51.3686 | 88.0715 | 10.8608 | 84.7582 | 54.6043 | 16.2911 | 0.00043561 | 0.00019816 | 0.00070735 | 0.00012286
Service sector | Hotels and Restaurants | Hotels and Restaurants |  |  |  |  | 0.001 | 0.001 | 0.0004783 | 0.0005217 | 0
Service sector | Hotels and Restaurants | Hotels and Restaurants | Before 1945 | 0.104 | 0.104 | 0.075 | 0.00022907 | 0.00022907 | 0.00010957 | 0.00011951 | 0 | 0.00019105 | 3.8026e-05 | 0 | 2 | 6.1 | 1.7 | 2.6 | [64 empty] | 33.5611 | 116.7952 | 5.4304 | 55.3758 | 72.413 | 8.1456 | 0.0040551 | 0.0087596 | 0.0066062 | 0.005431
Service sector | Hotels and Restaurants | Hotels and Restaurants | 1945 - 1969 | 0.144 | 0.144 | 0.105 | 0.00031718 | 0.00031718 | 0.00015171 | 0.00016547 | 0 | 0.00026453 | 5.2652e-05 | 0 | 1.9 | 6 | 1.85 | 2.5 | [64 empty] | 36.8525 | 113.2913 | 5.4304 | 60.8066 | 70.2406 | 8.1456 | 0.0060887 | 0.011896 | 0.0099291 | 0.0073753
Service sector | Hotels and Restaurants | Hotels and Restaurants | 1970 - 1979 | 0.084 | 0.084 | 0.06 | 0.00018502 | 0.00018502 | 8.8496e-05 | 9.6526e-05 | 0 | 0.00015431 | 3.0714e-05 | 0 | 1.75 | 5.9 | 2 | 2.4 | [64 empty] | 40.1439 | 114.4243 | 5.4304 | 66.2374 | 70.943 | 8.1456 | 0.0038282 | 0.0068655 | 0.0062482 | 0.0042566
Service sector | Hotels and Restaurants | Hotels and Restaurants | 1980 - 1989 | 0.054 | 0.054 | 0.0375 | 0.00011894 | 0.00011894 | 5.689e-05 | 6.2052e-05 | 0 | 9.9198e-05 | 1.9744e-05 | 0 | 1.67 | 5.8 | 1.85 | 2 | [64 empty] | 39.6202 | 101.2655 | 5.4304 | 65.3733 | 62.7846 | 8.1456 | 0.0024327 | 0.0037975 | 0.00397 | 0.0023544
Service sector | Hotels and Restaurants | Hotels and Restaurants | 1990 - 1999 | 0.034 | 0.034 | 0.0225 | 7.489e-05 | 7.489e-05 | 3.582e-05 | 3.907e-05 | 0 | 6.2458e-05 | 1.2432e-05 | 0 | 1.6 | 5.7 | 1.7 | 2.1 | [64 empty] | 38.5727 | 88.1067 | 5.4304 | 63.6449 | 54.6261 | 8.1456 | 0.0014961 | 0.0019824 | 0.0024409 | 0.0012291
Service sector | Hotels and Restaurants | Hotels and Restaurants | 2000 - 2010 | 0.024 | 0.024 | 0.015 | 5.2863e-05 | 5.2863e-05 | 2.5285e-05 | 2.7579e-05 | 0 | 4.4088e-05 | 8.7753e-06 | 0 | 1.7 | 5.6 | 2.1 | 2.3 | [64 empty] | 36.4777 | 99.5605 | 5.4304 | 60.1881 | 61.7275 | 8.1456 | 0.0010058 | 0.0014934 | 0.00164 | 0.00092591
Service sector | Hotels and Restaurants | Hotels and Restaurants | Post 2010 | 0.01 | 0.01 | 0.0045 | 2.2026e-05 | 2.2026e-05 | 1.0535e-05 | 1.1491e-05 | 0 | 1.837e-05 | 3.6564e-06 | 0 | 1.58 | 5.2 | 1.96 | 2.08 | [64 empty] | 30.8294 | 91.803 | 5.4304 | 50.8685 | 56.9179 | 8.1456 | 0.0003626 | 0.00041311 | 0.00059014 | 0.00025613
Service sector | Other non-residential buildings | Other non-residential buildings |  |  |  |  | 0.0025174 | 0.0025174 | 0.0010069 | 0.0015104 | 0
Service sector | Other non-residential buildings | Other non-residential buildings | Before 1945 | 0.124 | 0.124 | 0.09 | 0.00065003 | 0.00065003 | 0.00026001 | 0.00039002 | 0 | 0.00054212 | 0.0001079 | 0 | 2 | 6.1 | 1.7 | 2.6 | [64 empty] | 47.0759 | 116.7952 | 3.9982 | 77.6752 | 72.413 | 5.9973 | 0.0063332 | 0.010512 | 0.010375 | 0.0065172
Service sector | Other non-residential buildings | Other non-residential buildings | 1945 - 1969 | 0.174 | 0.174 | 0.1275 | 0.00068223 | 0.00068223 | 0.00027289 | 0.00040934 | 0 | 0.00056898 | 0.00011325 | 0 | 1.9 | 6 | 1.85 | 2.5 | [64 empty] | 47.3313 | 121.175 | 3.9982 | 78.0967 | 75.1285 | 5.9973 | 0.0089313 | 0.01545 | 0.014632 | 0.0095789
Service sector | Other non-residential buildings | Other non-residential buildings | 1970 - 1979 | 0.094 | 0.094 | 0.0675 | 0.00038643 | 0.00038643 | 0.00015457 | 0.00023186 | 0 | 0.00032228 | 6.4147e-05 | 0 | 1.75 | 5.9 | 2 | 2.4 | [64 empty] | 47.5868 | 125.5548 | 3.9982 | 78.5182 | 77.844 | 5.9973 | 0.004849 | 0.008475 | 0.0079445 | 0.0052545
Service sector | Other non-residential buildings | Other non-residential buildings | 1980 - 1989 | 0.054 | 0.054 | 0.0375 | 0.00025426 | 0.00025426 | 0.00010171 | 0.00015256 | 0 | 0.00021206 | 4.2208e-05 | 0 | 1.67 | 5.8 | 1.85 | 2 | [64 empty] | 47.1118 | 134.3145 | 3.9982 | 77.7345 | 83.275 | 5.9973 | 0.0027599 | 0.0050368 | 0.0045215 | 0.0031228
Service sector | Other non-residential buildings | Other non-residential buildings | 1990 - 1999 | 0.034 | 0.034 | 0.0225 | 0.00021021 | 0.00021021 | 8.4083e-05 | 0.00012612 | 0 | 0.00017531 | 3.4894e-05 | 0 | 1.6 | 5.7 | 1.7 | 2.1 | [64 empty] | 46.1619 | 139.6871 | 3.9982 | 76.1671 | 86.606 | 5.9973 | 0.0017054 | 0.003143 | 0.0027936 | 0.0019486
Service sector | Other non-residential buildings | Other non-residential buildings | 2000 - 2010 | 0.044 | 0.044 | 0.03 | 0.00022909 | 0.00022909 | 9.1635e-05 | 0.00013745 | 0 | 0.00019106 | 3.8029e-05 | 0 | 1.7 | 5.6 | 2.1 | 2.3 | [64 empty] | 44.262 | 137.6441 | 3.9982 | 73.0323 | 85.3394 | 5.9973 | 0.0021234 | 0.0041293 | 0.0034773 | 0.0025602
Service sector | Other non-residential buildings | Other non-residential buildings | Post 2010 | 0.012 | 0.012 | 0.006 | 0.0001051 | 0.0001051 | 4.2041e-05 | 6.3062e-05 | 0 | 8.7656e-05 | 1.7447e-05 | 0 | 1.58 | 5.2 | 1.96 | 2.08 | [64 empty] | 41.0784 | 135.6012 | 3.9982 | 67.7794 | 84.0727 | 5.9973 | 0.00054092 | 0.00081361 | 0.00088532 | 0.00050444
0.0025174
12.65%
Estimated
Note on U2: TABULA, TABULA WebTool, 2017 http://webtool.building-typology.eu/#bm
Note on AF2: TABULA, TABULA WebTool, 2017 http://webtool.building-typology.eu/#bm
Note on AN2: TABULA, TABULA WebTool, 2017 http://webtool.building-typology.eu/#bm
Note on AU2: TABULA, TABULA WebTool, 2017 http://webtool.building-typology.eu/#bm
Note on BD2: SPezzutto: TABULA, TABULA WebTool, 2017 http://webtool.building-typology.eu/#bm
Note on BR2: SPezzutto: TABULA, TABULA WebTool, 2017 http://webtool.building-typology.eu/#bm
Note on BT2: SPezzutto: TABULA, TABULA WebTool, 2017 http://webtool.building-typology.eu/#bm
Following information have been retrieved by experts questioning and relate to Southern Europe (Spain, Italy, Greece, Cyprus, Malta and Portugal)
OFFICES
Construction materials:
Walls: in the majority of the cases BRICKS were used and INSULATION is present only in few cases.
Windows: about 50% of the frames are made of SYNTHETIC/PVC material and the other 50% of ALUMINIUM. LOW-EMITTANCE GLASS is present only in few cases.
Roofs: in the majority of the cases CONCRETE ans BRICKS were used and INSULATION is most times not present.
Floors: in the majority of the cases CONCRETE was used and INSULATION is present only in few cases.
Construction methodologies:
Walls: the most common methodology is HONEYCOMB BRICKS/HOLLOW BLOCK WALL.
Windows: DOUBLE GLAZING is the most common.
Roofs: FLAT ROOF is the most common.
Floors: CONCRETE SLAB is the most common.
TRADE
Construction materials:
Walls: in the majority of the cases BRICKS were used and INSULATION is present only in few cases.
Windows: about 50% of the frames are made of SYNTHETIC/PVC material and the other 50% of ALUMINIUM. LOW-EMITTANCE GLASS is present only in few cases.
Roofs: in the majority of the cases CONCRETE ans BRICKS were used and INSULATION is most times not present.
Floors: in the majority of the cases CONCRETE was used and INSULATION is present only in few cases.
Construction methodologies:
Walls: the most common methodology is HONEYCOMB BRICKS/HOLLOW BLOCK WALL.
Windows: SINGLE AND DOUBLE GLAZING are the most common.
Roofs: FLAT ROOF is the most common.
Floors: CONCRETE SLAB is the most common
EDUCATION
Construction materials:
Walls: in the majority of the cases BRICKS ans CONCRETE were used and INSULATION is present only in few cases.
Windows: about 50% of the frames are made of SYNTHETIC/PVC material and the other 50% of ALUMINIUM. LOW-EMITTANCE GLASS is present only in few cases.
Roofs: in the majority of the cases CONCRETE ans BRICKS were used and INSULATION is most times not present.
Floors: in the majority of the cases CONCRETE was used and INSULATION is present only in few cases.
Construction methodologies:
Walls: the most common methodology is HONEYCOMB BRICKS/HOLLOW BLOCK WALL.
Windows: DOUBLE GLAZING is the most common.
Roofs: FLAT ROOF is the most common.
Floors: CONCRETE SLAB is the most common.
HEALTH
Construction materials:
Walls: in the majority of the cases BRICKS were used and INSULATION is present only in few cases.
Windows: about 50% of the frames are made of SYNTHETIC/PVC material and the other 50% of ALUMINIUM. LOW-EMITTANCE GLASS is present only in few cases.
Roofs: in the majority of the cases CONCRETE ans BRICKS were used and INSULATION is most times not present.
Floors: in the majority of the cases CONCRETE was used and INSULATION is present only in few cases.
Construction methodologies:
Walls: the most common methodology is HONEYCOMB BRICKS/HOLLOW BLOCK WALL.
Windows: SINGLE AND DOUBLE GLAZING are the most common.
Roofs: FLAT ROOF is the most common.
Floors: CONCRETE SLAB is the most common.
HOTELS AND RESTAURANTS
Construction materials:
Walls: in the majority of the cases BRICKS were used and INSULATION is present only in few cases.
Windows: about 50% of the frames are made of SYNTHETIC/PVC material and the other 50% of ALUMINIUM. LOW-EMITTANCE GLASS is present only in few cases.
Roofs: in the majority of the cases CONCRETE ans BRICKS were used and INSULATION is most times not present.
Floors: in the majority of the cases CONCRETE was used and INSULATION is present only in few cases.
Construction methodologies:
Walls: the most common methodology is HONEYCOMB BRICKS/HOLLOW BLOCK WALL.
Windows: DOUBLE GLAZING are the most common.
Roofs: FLAT ROOF is the most common.
Floors: CONCRETE SLAB is the most common.
OTHER NON RESIDENTIAL BUILDINGS
Construction materials:
Walls: in the majority of the cases BRICKS were used and INSULATION is present only in few cases.
Windows: about 50% of the frames are made of SYNTHETIC/PVC material and the other 50% of ALUMINIUM. LOW-EMITTANCE GLASS is present only in few cases.
Roofs: in the majority of the cases CONCRETE ans BRICKS were used and INSULATION is most times not present.
Floors: in the majority of the cases CONCRETE was used and INSULATION is present only in few cases.
Construction methodologies:
Walls: the most common methodology is HONEYCOMB BRICKS/HOLLOW BLOCK WALL.
Windows: SINGLE AND DOUBLE GLAZING are the most common.
Roofs: FLAT ROOF is the most common.
Floors: CONCRETE SLAB is the most common.
Following information have been retrieved by experts questioning and relate to Southern Europe (Spain, Italy, Greece, Cyprus, Malta and Portugal)
OFFICES
Space heating:
The most common thechnology is the condensing boiler, individual, gas.
Space cooling:
Present in most of the cases.
DHW:
The most common thechnology is condensing boiler, individual, gas.
TRADE
Space heating:
The most common thechnologies are:
- condensing boiler, gas
- electric heating.
Space cooling:
Present in most of the cases.
DHW:
The most common thechnology is condensing boiler, individual, gas.
EDUCATION
Space heating:
The most common thechnology is the condensing boiler, central, gas.
Space cooling:
Not present in most of the cases.
DHW:
The most common thechnology is condensing boiler, central, gas.
HEALTH
Space heating:
The most common thechnology is the condensing boiler, central, gas.
Space cooling:
Present in most of the cases.
DHW:
The most common thechnology is condensing boiler, central, gas.
HOTELS AND RESTAURANTS
Space heating:
The most common thechnology is the condensing boiler, central, gas.
Space cooling:
Present in most of the cases
DHW:
The most common thechnology is condensing boiler, central, gas.
OTHER NON RESIDENTIAL BUILDINGS
Space heating:
The most common thechnology is the condensing boiler, central, gas.
Space cooling:
Not present in about 50% of the cases.
DHW:
The most common thechnology is condensing boiler, central, gas.

## Netherlands
[19 empty] | WALLS | [10 empty] | WINDOWS | [7 empty] | ROOF | [6 empty] | FLOOR | [8 empty] | SPACE HEATING | [13 empty] | SPACE COOLING |  | DHW
|  |  |  | Area |  |  |  |  | Tenure/ownership status and distribution |  |  | Occupancy |  |  | Construction features (U-values) |  |  |  | construction material |  |  |  | construction methodology | [6 empty] | construction material |  |  | construction methodology |  |  |  |  | construction material | [6 empty] | construction material |  |  |  | construction methodology |  |  |  |  | individual | central | district heating | boiler |  | combined | stove | electric heating | heat pump | fossil fuels |  |  | electricity | biomass | no space cooling | space cooling | individual | central | district heating | boiler |  | Combined | Solar collectors | heat pump | fossil fuels |  |  | electricity | biomass | Useful energy demand |  |  | Final energy consumption |  |  | Total useful energy demand |  | Total final energy consumption
Sector | Subsector | Building type | Buidling age class | Covered area: constructed [Mm²] | Covered area: heated [Mm²] | Covered area: cooled [Mm²] | Number of dwellings/units [Mil.] | Number of buildings [Mil.] | Owner occupied - dwellings/units [Mil.] | Private rented - dwellings/units [Mil.] | Social housing - dwellings/units [Mil.] | Occupied [Mil.] | Vacant [Mil.] | Secondary dwellings/ units and others [Mil.] | Walls | Windows | Roof | Floor | brick | concrete | wood | other | solid wall |  | cavity wall |  | honeycomb bricks / hollow blocks wall |  | other | wood | synthetic / pvc | aluminium | single glazing | double glazing |  | triple glazing |  | wood | concrete | concrete + bricks | tilted roof |  | flat roof |  | wood | concrete | concrete + bricks | other | concrete slab |  | wooden floor (rafters + boards) |  | other |  |  |  | non-condensing | condensing |  |  |  |  | solid | liquid | gas | [7 empty] | non-condensing | condensing |  |  |  | solid | liquid | gas |  |  | Space heating [kWh/m² year] | Space cooling [kWh/m² year] | Domestic hot water [kWh/m² year] | Space heating [kWh/m² year] | Space cooling [kWh/m² year] | Domestic hot water [kWh/m² year] | Space heating+Domestic hot water [TWh/year] | Space cooling [TWh/year] | Space heating+Domestic hot water [TWh/year] | Space cooling [TWh/year]
|  |  |  | 86.4158 | [19 empty] | insulation |  | insulation |  | insulation | [6 empty] | low-e |  | low-e |  |  |  |  | insulation |  | insulation | [5 empty] | insulation |  | insulation
Residential sector | Total | Total |  | 674.17 |  |  | 7.8015 | 6.536 | 5.227 | 2.5433 | 0.031206 | 1.7686 | 6.0328
Residential sector | Total | Total | Before 1945 | 153.2 | 139.2715 | 3.7749 | 1.8014 | 1.54 | 1.2069 | 0.58724 | 0.0072055 | 1.451 | 0.21256 | 0.13783 | 1.8868 | 3.9927 | 1.7851 | 2.0179 | 100% | [5 empty] | 100% |  |  |  |  | 100% |  |  | 50% | 50% |  |  |  | 100% |  |  | 90.76% |  | 9.236% |  | 100% | [5 empty] | 100% |  |  | Most widespread technology |  |  |  |  | Most widespread technology | [5 empty] | Most widespread fuel |  |  | Most widespread technology |  | Most widespread technology |  |  |  | Less widespread technology | Most widespread technology |  |  |  |  | Most widespread fuel |  |  | 157.8067 | 21.0507 | 23.9096 | 166.0285 | 7.2183 | 25.6765 | 25.6409 | 0.079465 | 27.0567 | 0.027249 | 153.2 | 90.76% | 4.256% | 4.98% | 100% |  | 3.054% | 4.517% | 0.5209% | 1.111%
Residential sector | Total | Total | 1945 - 1969 | 144.07 | 130.9687 | 3.5586 | 1.693 | 1.442 | 1.1343 | 0.55193 | 0.0067721 | 1.3495 | 0.19978 | 0.14373 | 1.6653 | 2.901 | 1.3367 | 2.1448 | 100% | [5 empty] | 100% |  |  |  |  | 100% |  |  | 50% | 50% |  |  |  | 95.11% | 4.887% |  | 90.18% |  | 9.822% |  | 100% | [5 empty] | 100% |  |  | Most widespread technology |  |  |  |  | Most widespread technology | [5 empty] | Most widespread fuel |  |  | Most widespread technology |  | Most widespread technology |  |  |  | Less widespread technology | Most widespread technology |  |  |  |  | Most widespread fuel |  |  | 161.5437 | 20.0167 | 23.942 | 169.9601 | 6.8637 | 25.7113 | 24.6065 | 0.07123 | 25.9637 | 0.024425 | 144.07 | 90.18% | 4.887% | 4.935% | 100% |  | 3.067% | 5.101% | 0.5209% | 0.8831%
Residential sector | Total | Total | 1970 - 1979 | 90.61 | 82.3521 | 2.2916 | 1.0421 | 0.84 | 0.69822 | 0.33973 | 0.0041685 | 0.8364 | 0.12297 | 0.082748 | 1.45 | 2.4445 | 0.89 | 2.2985 | 84.38% | 12.34% | 3.278% |  | 12.34% |  | 84.38% |  |  |  | 3.278% | 100% |  |  | 50% | 50% |  |  |  | 42.19% | 57.81% |  | 42.19% | 8.438% | 57.81% | 98.36% | 100% | [5 empty] | 100% |  |  | Most widespread technology |  |  |  |  | Most widespread technology | [5 empty] | Most widespread fuel |  |  | Most widespread technology |  | Most widespread technology |  |  |  | Less widespread technology | Most widespread technology |  |  |  |  | Most widespread fuel |  |  | 147.9986 | 20.0657 | 24.263 | 155.7093 | 6.8805 | 26.0561 | 14.3865 | 0.045982 | 15.1839 | 0.015767 | 90.61 | 84.38% | 12.34% | 3.278% | 100% |  | 2.554% | 4.388% | 0.5234% | 0.4313%
Residential sector | Total | Total | 1980 - 1989 | 94.48 | 85.8715 | 2.3833 | 1.0877 | 0.94 | 0.72878 | 0.3546 | 0.0043509 | 0.93706 | 0.12835 | 0.02232 | 0.64 | 2.1618 | 0.64 | 0.9831 |  | 11.62% | 88.38% |  | 11.62% | [5 empty] | 88.38% | 100% |  |  | 50% | 50% |  |  |  | 42.51% | 57.49% |  | 42.51% | 85.02% | 57.49% | 100% |  | 100% |  |  | 100% |  |  |  |  | Most widespread technology |  |  |  |  | Most widespread technology | [5 empty] | Most widespread fuel |  |  | Most widespread technology |  | Most widespread technology |  |  |  | Less widespread technology | Most widespread technology |  |  |  |  | Most widespread fuel |  |  | 99.1705 | 29.7606 | 24.2276 | 104.3372 | 10.2049 | 26.018 | 10.8049 | 0.070928 | 11.4178 | 0.024321 | 94.48 | 85.02% | 11.62% | 3.355% | 100% |  | 2.932% | 5.207% | 1.002% | 0.5859%
Residential sector | Total | Total | 1990 - 1999 | 85.93 | 78.0961 | 2.1806 | 0.98427 | 0.838 | 0.65946 | 0.32087 | 0.0039371 | 0.83485 | 0.11614 | 0.033276 | 0.36 | 1.9846 | 0.36 | 0.35881 | 2.968% |  | 97.03% | [5 empty] | 2.968% | 2.968% | 97.03% | 100% |  |  |  | 100% | 50% |  |  | 41.77% | 58.23% |  | 41.77% | 83.53% | 58.23% | 100% |  | 100% |  |  | 100% | 100% |  |  |  | Most widespread technology |  |  |  |  | Most widespread technology | [5 empty] | Most widespread fuel |  |  | Most widespread technology |  | Most widespread technology |  |  |  | Less widespread technology | Most widespread technology |  |  |  |  | Most widespread fuel |  |  | 61.6553 | 29.6144 | 24.3102 | 64.8675 | 10.1548 | 26.1067 | 6.904 | 0.064578 | 7.3093 | 0.022144 | 85.93 | 83.53% | 13.5% | 2.968% | 100% |  | 2.968% | 5.668% | 0.9646% | 0.6147%
Residential sector | Total | Total | 2000 - 2010 | 66.04 | 60.0082 | 1.7092 | 0.74315 | 0.614 | 0.49791 | 0.24227 | 0.0029726 | 0.62895 | 0.087692 | 0.026515 | 0.27 | 1.9011 | 0.23 | 0.31058 | 100% | [7 empty] | 100% | 100% |  | 100% |  |  |  | 100% | 100% |  |  | 39.29% | 60.71% |  | 39.29% | 78.57% | 60.71% | 100% |  | 100% |  |  | 100% | 100% |  |  |  | Most widespread technology |  |  |  |  | Most widespread technology | [5 empty] | Most widespread fuel |  |  | Most widespread technology |  | Most widespread technology |  |  |  | Less widespread technology | Most widespread technology |  |  |  |  | Most widespread fuel |  |  | 39.7122 | 28.8523 | 24.5849 | 41.7812 | 9.8934 | 26.4018 | 4.0066 | 0.049316 | 4.2508 | 0.01691 | 66.04 | 78.57% | 19.79% | 1.635% | 100% |  | 1.994% | 3.231% | 0.9553% | 0.23%
Residential sector | Total | Total | Post 2010 | 39.84 | 36.1819 | 1.1267 | 0.44981 | 0.322 | 0.30137 | 0.14664 | 0.0017992 | 0.37717 | 0.053078 | 0.019561 | 0.21 | 1.8 | 0.16 | 0.26962 | 100% | [7 empty] | 100% | 100% |  | 100% |  |  |  | 100% | 100% |  |  | 32.39% | 67.61% |  | 32.39% | 64.78% | 67.61% | 100% |  | 100% |  |  | 100% | 100% |  |  |  | Most widespread technology |  |  |  |  | Most widespread technology | [5 empty] | Most widespread fuel |  |  | Most widespread technology |  | Most widespread technology |  |  |  | Less widespread technology | Most widespread technology |  |  |  |  | Most widespread fuel |  |  | 12.686 | 13.4467 | 25.3489 | 13.3469 | 4.6109 | 27.2222 | 1.4589 | 0.01515 | 1.5574 | 0.0051951 | 39.84 | 64.78% | 33.33% | 1.883% | 100% |  | 1.688% | 2.784% | 1.058% | 0.3547%
Residential sector | Single family- Terraced houses | Single family- Terraced houses |  |  |  |  | 6.5839 | 6.26 | 4.4112 | 2.1464 | 0.026336
Residential sector | Single family- Terraced houses | Single family- Terraced houses | Before 1945 | 139.05 | 126.4359 | 3.3675 | 1.6106 | 1.5 | 1.0791 | 0.52506 | 0.0064425 | 1.3 | 0.19005 | 0.12056 | 1.915 | 4.05 | 1.81 | 2.08 | 100% | [5 empty] | 100% |  |  |  |  | 100% |  |  | 50% | 50% |  |  |  | 100% |  |  | 100% |  |  |  | 100% | [5 empty] | 100% |  |  | Most widespread technology |  |  |  |  | Most widespread technology | [5 empty] | Most widespread fuel |  |  | Most widespread technology |  | Most widespread technology |  |  |  |  | Most widespread technology |  |  |  |  | Most widespread fuel |  |  | 152.2152 | 22.4939 | 23.3978 | 160.1457 | 7.7132 | 25.1269 | 22.4989 | 0.075749 | 23.7421 | 0.025974
Residential sector | Single family- Terraced houses | Single family- Terraced houses | 1945 - 1969 | 129.92 | 118.133 | 3.1512 | 1.5041 | 1.4 | 1.0078 | 0.49035 | 0.0060166 | 1.2 | 0.17749 | 0.12666 | 1.68 | 2.9 | 1.35 | 2.2 | 100% | [5 empty] | 100% |  |  |  |  | 100% |  |  | 50% | 50% |  |  |  | 100% |  |  | 100% |  |  |  | 100% | [5 empty] | 100% |  |  | Most widespread technology |  |  |  |  | Most widespread technology | [5 empty] | Most widespread fuel |  |  | Most widespread technology |  | Most widespread technology |  |  |  |  | Most widespread technology |  |  |  |  | Most widespread fuel |  |  | 155.7046 | 21.4036 | 23.3978 | 163.8168 | 7.3393 | 25.1269 | 21.4337 | 0.067446 | 22.6167 | 0.023127
Residential sector | Single family- Terraced houses | Single family- Terraced houses | 1970 - 1979 | 76.46 | 69.5165 | 1.8841 | 0.87005 | 0.8 | 0.58293 | 0.28364 | 0.0034802 | 0.7 | 0.10267 | 0.067381 | 1.45 | 2.35 | 0.89 | 2.33 | 100% | [5 empty] | 100% |  |  |  |  | 100% |  |  | 50% | 50% |  |  |  | 50% | 50% |  | 50% | 10% | 50% | 100% | 100% | [5 empty] | 100% |  |  | Most widespread technology |  |  |  |  | Most widespread technology | [5 empty] | Most widespread fuel |  |  | Most widespread technology |  | Most widespread technology |  |  |  |  | Most widespread technology |  |  |  |  | Most widespread fuel |  |  | 139.3687 | 22.0699 | 23.3978 | 146.6298 | 7.5678 | 25.1269 | 11.4774 | 0.041583 | 12.1144 | 0.014259
Residential sector | Single family- Terraced houses | Single family- Terraced houses | 1980 - 1989 | 80.33 | 73.0359 | 1.9759 | 0.91482 | 0.9 | 0.61293 | 0.29823 | 0.0036593 | 0.8 | 0.10795 | 0.0068678 | 0.64 | 2.07 | 0.64 | 0.96 |  |  | 100% | [7 empty] | 100% | 100% |  |  | 50% | 50% |  |  |  | 50% | 50% |  | 50% | 100% | 50% | 100% |  | 100% |  |  | 100% |  |  |  |  | Most widespread technology |  |  |  |  | Most widespread technology | [5 empty] | Most widespread fuel |  |  | Most widespread technology |  | Most widespread technology |  |  |  |  | Most widespread technology |  |  |  |  | Most widespread fuel |  |  | 96.7962 | 33.3013 | 23.3978 | 101.8393 | 11.419 | 25.1269 | 8.9491 | 0.065799 | 9.4564 | 0.022562
Residential sector | Single family- Terraced houses | Single family- Terraced houses | 1990 - 1999 | 71.78 | 65.2605 | 1.7732 | 0.81418 | 0.8 | 0.5455 | 0.26542 | 0.0032567 | 0.7 | 0.096073 | 0.018107 | 0.36 | 1.93 | 0.36 | 0.36 |  |  | 100% | [7 empty] | 100% | 100% |  |  |  | 100% | 50% |  |  | 50% | 50% |  | 50% | 100% | 50% | 100% |  | 100% |  |  | 100% | 100% |  |  |  | Most widespread technology |  |  |  |  | Most widespread technology | [5 empty] | Most widespread fuel |  |  | Most widespread technology |  | Most widespread technology |  |  |  |  | Most widespread technology |  |  |  |  | Most widespread fuel |  |  | 59.8381 | 33.4286 | 23.3978 | 62.9557 | 11.4627 | 25.1269 | 5.5846 | 0.059277 | 5.9121 | 0.020326
Residential sector | Single family- Terraced houses | Single family- Terraced houses | 2000 - 2010 | 51.89 | 47.1726 | 1.3018 | 0.5806 | 0.58 | 0.389 | 0.18928 | 0.0023224 | 0.5 | 0.068511 | 0.012092 | 0.27 | 1.86 | 0.23 | 0.31 | 100% | [7 empty] | 100% | 100% |  | 100% |  |  |  | 100% | 100% |  |  | 50% | 50% |  | 50% | 100% | 50% | 100% |  | 100% |  |  | 100% | 100% |  |  |  | Most widespread technology |  |  |  |  | Most widespread technology | [5 empty] | Most widespread fuel |  |  | Most widespread technology |  | Most widespread technology |  |  |  |  | Most widespread technology |  |  |  |  | Most widespread fuel |  |  | 34.8693 | 33.6516 | 23.3978 | 36.686 | 11.5391 | 25.1269 | 2.859 | 0.043809 | 3.0344 | 0.015022
Residential sector | Single family- Terraced houses | Single family- Terraced houses | Post 2010 | 25.81 | 23.4554 | 0.7193 | 0.28952 | 0.28 | 0.19398 | 0.094383 | 0.0011581 | 0.25 | 0.034163 | 0.0053552 | 0.21 | 1.8 | 0.16 | 0.27 | 100% | [7 empty] | 100% | 100% |  | 100% |  |  |  | 100% | 100% |  |  | 50% | 50% |  | 50% | 100% | 50% | 100% |  | 100% |  |  | 100% | 100% |  |  |  | Most widespread technology |  |  |  |  | Most widespread technology | [5 empty] | Most widespread fuel |  |  | Most widespread technology |  | Most widespread technology |  |  |  |  | Most widespread technology |  |  |  |  | Most widespread fuel |  |  | 12.0014 | 19.2674 | 23.3978 | 12.6267 | 6.6068 | 25.1269 | 0.8754 | 0.013859 | 0.93469 | 0.0047522
Residential sector | Multifamily houses | Multifamily houses |  |  |  |  | 0.83607 | 0.202 | 0.56017 | 0.27256 | 0.0033443 | 1.7686 | 0.45991
Residential sector | Multifamily houses | Multifamily houses | Before 1945 | 6.52 | 5.9131 | 0.15452 | 0.075521 | 0.02 | 0.050599 | 0.02462 | 0.00030208 | 0.059936 | 0.0089115 | 0.0066741 | 1.61 | 4.05 | 1.54 | 1.72 | 100% | [5 empty] | 100% |  |  |  |  | 100% |  |  | 50% | 50% |  |  |  | 100% |  |  |  |  | 100% |  | 100% | [5 empty] | 100% |  |  | Most widespread technology |  |  |  |  | Most widespread technology | [5 empty] | Most widespread fuel |  |  | Most widespread technology |  | Most widespread technology |  |  |  |  | Most widespread technology |  |  |  |  | Most widespread fuel |  |  | 212.7536 | 6.8683 | 28.9382 | 223.8381 | 2.3551 | 31.0767 | 1.4467 | 0.0010613 | 1.5262 | 0.00036393
Residential sector | Multifamily houses | Multifamily houses | 1945 - 1969 | 7.04 | 6.386 | 0.16685 | 0.081506 | 0.022 | 0.054609 | 0.026571 | 0.00032602 | 0.064685 | 0.0096176 | 0.0072029 | 1.53 | 3.475 | 1.215 | 2.025 | 100% | [5 empty] | 100% |  |  |  |  | 100% |  |  | 50% | 50% |  |  |  |  | 100% |  |  |  | 100% |  | 100% | [5 empty] | 100% |  |  | Most widespread technology |  |  |  |  | Most widespread technology | [5 empty] | Most widespread fuel |  |  | Most widespread technology |  | Most widespread technology |  |  |  |  | Most widespread technology |  |  |  |  | Most widespread fuel |  |  | 215.1563 | 7.2823 | 28.9382 | 226.366 | 2.4971 | 31.0767 | 1.5777 | 0.001215 | 1.6643 | 0.00041664
Residential sector | Multifamily houses | Multifamily houses | 1970 - 1979 | 11.18 | 10.1509 | 0.26497 | 0.12722 | 0.03 | 0.085236 | 0.041473 | 0.00050887 | 0.10096 | 0.015012 | 0.011243 | 1.45 | 3.19 | 0.89 | 2.33 |  | 100% |  |  | 100% | [6 empty] | 100% |  |  | 50% | 50% |  |  |  |  | 100% |  |  |  | 100% | 100% | 100% | [5 empty] | 100% |  |  | Most widespread technology |  |  |  |  | Most widespread technology | [5 empty] | Most widespread fuel |  |  | Most widespread technology |  | Most widespread technology |  |  |  |  | Most widespread technology |  |  |  |  | Most widespread fuel |  |  | 194.6307 | 9.2356 | 28.9382 | 204.771 | 3.1669 | 31.0767 | 2.2992 | 0.0024471 | 2.426 | 0.00083912
Residential sector | Multifamily houses | Multifamily houses | 1980 - 1989 | 10.98 | 9.969 | 0.26023 | 0.12504 | 0.03 | 0.083779 | 0.040764 | 0.00050017 | 0.099237 | 0.014755 | 0.01105 | 0.64 | 2.9 | 0.64 | 1.28 |  | 100% |  |  | 100% | [6 empty] | 100% |  |  | 50% | 50% |  |  |  |  | 100% |  |  |  | 100% | 100% |  | 100% |  |  | 100% |  |  |  |  | Most widespread technology |  |  |  |  | Most widespread technology | [5 empty] | Most widespread fuel |  |  | Most widespread technology |  | Most widespread technology |  |  |  |  | Most widespread technology |  |  |  |  | Most widespread fuel |  |  | 112.6492 | 9.6602 | 28.9382 | 118.5182 | 3.3125 | 31.0767 | 1.4407 | 0.0025138 | 1.5227 | 0.000862
Residential sector | Multifamily houses | Multifamily houses | 1990 - 1999 | 11.6 | 10.5328 | 0.27492 | 0.13158 | 0.03 | 0.088156 | 0.042894 | 0.0005263 | 0.10442 | 0.015526 | 0.011628 | 0.36 | 2.35 | 0.36 | 0.36 |  |  | 100% | [7 empty] | 100% | 100% |  |  |  | 100% | 50% |  |  |  | 100% |  |  |  | 100% | 100% |  | 100% |  |  | 100% | 100% |  |  |  | Most widespread technology |  |  |  |  | Most widespread technology | [5 empty] | Most widespread fuel |  |  | Most widespread technology |  | Most widespread technology |  |  |  |  | Most widespread technology |  |  |  |  | Most widespread fuel |  |  | 70.8736 | 10.2653 | 28.9382 | 74.5661 | 3.52 | 31.0767 | 1.0822 | 0.0028221 | 1.1459 | 0.00096771
Residential sector | Multifamily houses | Multifamily houses | 2000 - 2010 | 13.07 | 11.8697 | 0.30976 | 0.14624 | 0.03 | 0.097982 | 0.047675 | 0.00058497 | 0.11606 | 0.017257 | 0.012924 | 0.27 | 2.07 | 0.23 | 0.315 | 100% | [7 empty] | 100% | 100% |  | 100% |  |  |  | 100% | 100% |  |  |  | 100% |  |  |  | 100% | 100% |  | 100% |  |  | 100% | 100% |  |  |  | Most widespread technology |  |  |  |  | Most widespread technology | [5 empty] | Most widespread fuel |  |  | Most widespread technology |  | Most widespread technology |  |  |  |  | Most widespread technology |  |  |  |  | Most widespread fuel |  |  | 57.4716 | 11.2526 | 28.9382 | 60.4659 | 3.8585 | 31.0767 | 1.0604 | 0.0034856 | 1.1239 | 0.0011952
Residential sector | Multifamily houses | Multifamily houses | Post 2010 | 13.28 | 12.0606 | 0.35313 | 0.14897 | 0.04 | 0.099807 | 0.048563 | 0.00059586 | 0.11822 | 0.017578 | 0.013165 | 0.21 | 1.8 | 0.16 | 0.27 | 100% | [7 empty] | 100% | 100% |  | 100% |  |  |  | 100% | 100% |  |  |  | 100% |  |  |  | 100% | 100% |  | 100% |  |  | 100% | 100% |  |  |  | Most widespread technology |  |  |  |  | Most widespread technology | [5 empty] | Most widespread fuel |  |  | Most widespread technology |  | Most widespread technology |  |  |  |  | Most widespread technology |  |  |  |  | Most widespread fuel |  |  | 13.9453 | 2.7388 | 28.9382 | 14.6719 | 0.93915 | 31.0767 | 0.55249 | 0.00096716 | 0.58965 | 0.00033164
Residential sector | Appartment blocks | Appartment blocks |  | 23.76 |  |  | 0.38147 | 0.074 | 0.25558 | 0.12436 | 0.0015259 | 0.30138 | 0.08009
Residential sector | Appartment blocks | Appartment blocks | Before 1945 | 7.63 | 6.9225 | 0.25288 | 0.11523 | 0.02 | 0.077202 | 0.037564 | 0.0004609 | 0.091034 | 0.013597 | 0.010595 | 1.61 | 2.9 | 1.54 | 1.14 | 100% | [5 empty] | 100% |  |  |  |  | 100% |  |  | 50% | 50% |  |  |  | 100% |  |  |  |  | 100% |  | 100% | [5 empty] | 100% |  |  | Most widespread technology |  |  |  |  | Most widespread technology | [5 empty] | Most widespread fuel |  |  | Most widespread technology |  | Most widespread technology |  |  |  | Most widespread technology | [5 empty] | Most widespread fuel |  |  | 212.7536 | 6.8683 | 28.9382 | 223.8381 | 2.3551 | 31.0767 | 1.6936 | 0.0017369 | 1.7866 | 0.00059557
Residential sector | Appartment blocks | Appartment blocks | 1945 - 1969 | 7.11 | 6.4496 | 0.24055 | 0.10737 | 0.02 | 0.07194 | 0.035004 | 0.00042949 | 0.08483 | 0.01267 | 0.0098732 | 1.53 | 2.35 | 1.215 | 1.255 | 100% | [5 empty] | 100% |  |  |  |  | 100% |  |  | 50% | 50% |  |  |  | 100% |  |  |  |  | 100% |  | 100% | [5 empty] | 100% |  |  | Most widespread technology |  |  |  |  | Most widespread technology | [5 empty] | Most widespread fuel |  |  | Most widespread technology |  | Most widespread technology |  |  |  | Most widespread technology | [5 empty] | Most widespread fuel |  |  | 215.1563 | 7.2823 | 28.9382 | 226.366 | 2.4971 | 31.0767 | 1.5934 | 0.0017518 | 1.6809 | 0.00060069
Residential sector | Appartment blocks | Appartment blocks | 1970 - 1979 | 2.97 | 2.6847 | 0.14244 | 0.044852 | 0.01 | 0.030051 | 0.014622 | 0.00017941 | 0.035435 | 0.0052925 | 0.0041242 | 1.45 | 2.07 | 0.89 | 1.37 |  |  | 100% | [7 empty] | 100% | 100% |  |  | 50% | 50% |  |  |  |  | 100% |  |  |  | 100% | 50% | 100% | [5 empty] | 100% |  |  | Most widespread technology |  |  |  |  | Most widespread technology | [5 empty] | Most widespread fuel |  |  | Most widespread technology |  | Most widespread technology |  |  |  | Most widespread technology | [5 empty] | Most widespread fuel |  |  | 194.6307 | 9.2356 | 28.9382 | 204.771 | 3.1669 | 31.0767 | 0.60848 | 0.0013155 | 0.64205 | 0.00045108
Residential sector | Appartment blocks | Appartment blocks | 1980 - 1989 | 3.17 | 2.8666 | 0.14718 | 0.047872 | 0.01 | 0.032075 | 0.015606 | 0.00019149 | 0.037822 | 0.005649 | 0.004402 | 0.64 | 1.93 | 0.64 | 0.54 |  |  | 100% | [7 empty] | 100% | 100% |  |  | 50% | 50% |  |  |  |  | 100% |  |  |  | 100% | 100% |  | 100% |  |  | 100% |  |  |  |  | Most widespread technology |  |  |  |  | Most widespread technology | [5 empty] | Most widespread fuel |  |  | Most widespread technology |  | Most widespread technology |  |  |  | Most widespread technology | [5 empty] | Most widespread fuel |  |  | 112.6492 | 9.6602 | 28.9382 | 118.5182 | 3.3125 | 31.0767 | 0.41465 | 0.0014218 | 0.43826 | 0.00048752
Residential sector | Appartment blocks | Appartment blocks | 1990 - 1999 | 2.55 | 2.3028 | 0.13248 | 0.038509 | 0.008 | 0.025801 | 0.012554 | 0.00015404 | 0.030424 | 0.0045441 | 0.003541 | 0.36 | 1.86 | 0.36 | 0.32 | 100% | [7 empty] | 100% | 100% |  | 100% |  |  |  | 100% | 50% |  |  |  | 100% |  |  |  | 100% | 100% |  | 100% |  |  | 100% | 100% |  |  |  | Most widespread technology |  |  |  |  | Most widespread technology | [5 empty] | Most widespread fuel |  |  | Most widespread technology |  | Most widespread technology |  |  |  | Most widespread technology | [5 empty] | Most widespread fuel |  |  | 70.8736 | 10.2653 | 28.9382 | 74.5661 | 3.52 | 31.0767 | 0.237 | 0.00136 | 0.25095 | 0.00046634
Residential sector | Appartment blocks | Appartment blocks | 2000 - 2010 | 1.08 | 0.96595 | 0.097644 | 0.01631 | 0.004 | 0.010928 | 0.005317 | 6.5239e-05 | 0.012886 | 0.0019246 | 0.0014997 | 0.27 | 1.83 | 0.23 | 0.285 | 100% | [7 empty] | 100% | 100% |  | 100% |  |  |  | 100% | 100% |  |  |  | 100% |  |  |  | 100% | 100% |  | 100% |  |  | 100% | 100% |  |  |  | Most widespread technology |  |  |  |  | Most widespread technology | [5 empty] | Most widespread fuel |  |  | Most widespread technology |  | Most widespread technology |  |  |  | Most widespread technology | [5 empty] | Most widespread fuel |  |  | 57.4716 | 11.2526 | 28.9382 | 60.4659 | 3.8585 | 31.0767 | 0.086768 | 0.0010987 | 0.09197 | 0.00037676
Residential sector | Appartment blocks | Appartment blocks | Post 2010 | 0.75 | 0.66585 | 0.054273 | 0.011326 | 0.002 | 0.0075886 | 0.0036924 | 4.5305e-05 | 0.0089483 | 0.0013365 | 0.0010415 | 0.21 | 1.8 | 0.16 | 0.25 | 100% | [7 empty] | 100% | 100% |  | 100% |  |  |  | 100% | 100% |  |  |  | 100% |  |  |  | 100% | 100% |  | 100% |  |  | 100% | 100% |  |  |  | Most widespread technology |  |  |  |  | Most widespread technology | [5 empty] | Most widespread fuel |  |  | Most widespread technology |  | Most widespread technology |  |  |  | Most widespread technology | [5 empty] | Most widespread fuel |  |  | 13.9453 | 2.7388 | 28.9382 | 14.6719 | 0.93915 | 31.0767 | 0.030989 | 0.00014864 | 0.033077 | 5.097e-05
Service sector | Total | Total |  |  |  |  | 1.2997 | 0.194 | 0.25994 | 1.0398 | 0
Service sector | Total | Total | Before 1945 | 91.1194 | 91.1194 | 18.8237 | 0.47124 | 0.056866 | 0.094248 | 0.37699 | 0 | 0.43126 | 0.039978 | 0 | 1.8 | 3.8 | 2.1 | 2 | [64 empty] | 193.7174 | 52.2142 | 6.0716 | 222.775 | 19.3192 | 6.0716 | 18.2047 | 0.98286 | 20.7324 | 0.36366 | 91.1194 | 7.242% | 36.94% | 5.883% | 1.654% | 4.363% | 43.92% | 100% |  | 1.569% | 8.341% | 0.3277% | 1.348% | 2.592% | 15.63%
Service sector | Total | Total | 1945 - 1969 | 13.376 | 13.376 | 3.3081 | 0.070532 | 0.010573 | 0.014106 | 0.056426 | 0 | 0.064201 | 0.0063314 | -1.2143e-17 | 1.7 | 3.7 | 1.7 | 1.7 | [64 empty] | 192.6984 | 56.6645 | 6.0728 | 221.6031 | 20.9659 | 6.0728 | 2.6588 | 0.18745 | 3.0454 | 0.069357 | 13.376 | 13.39% | 30.94% | 6.944% | 1.949% | 7.675% | 39.1% | 100% |  | 0.4259% | 1.915% | 0.07275% | 0.3762% | 0.855% | 3.061%
Service sector | Total | Total | 1970 - 1979 | 20.5475 | 20.5475 | 5.0511 | 0.1331 | 0.023281 | 0.02662 | 0.10648 | 0 | 0.11989 | 0.013216 | 0 | 1.6 | 3.55 | 1.2 | 1.5 | [64 empty] | 164.407 | 54.3687 | 5.8729 | 189.0681 | 20.1164 | 5.8729 | 3.4988 | 0.27462 | 4.0055 | 0.10161 | 20.5475 | 41.51% | 14.63% | 5.393% | 1.864% | 3.886% | 32.71% | 100% |  | 4.299% | 2.396% | 0.1776% | 1.057% | 1.269% | 6.527%
Service sector | Total | Total | 1980 - 1989 | 35.6282 | 35.6282 | 7.9165 | 0.22349 | 0.038248 | 0.044697 | 0.17879 | 0 | 0.20147 | 0.022018 | 0 | 0.6 | 3.4 | 0.7 | 1 | [64 empty] | 152.3743 | 54.7762 | 5.8787 | 175.2305 | 20.2672 | 5.8787 | 5.6383 | 0.43363 | 6.4526 | 0.090445 | 35.6282 | 38.76% | 15.64% | 5.191% | 1.875% | 3.293% | 35.24% | 100% |  | 5.372% | 2.311% | 0.2217% | 1.126% | 1.198% | 8.561%
Service sector | Total | Total | 1990 - 1999 | 40.5491 | 40.5491 | 8.8515 | 0.24643 | 0.037927 | 0.049287 | 0.19715 | 0 | 0.22275 | 0.023684 | -3.1225e-17 | 0.5 | 2.9 | 0.5 | 0.9 | [64 empty] | 137.3276 | 56.077 | 5.97 | 157.9267 | 20.7485 | 5.97 | 5.8106 | 0.49636 | 6.6459 | 0.18365 | 40.5491 | 35.04% | 18.34% | 2.391% | 1.788% | 2.451% | 39.98% | 100% |  | 5.564% | 3.134% | 0.1247% | 1.14% | 0.9782% | 10.89%
Service sector | Total | Total | 2000 - 2010 | 33.2654 | 33.2654 | 7.4676 | 0.14776 | 0.02508 | 0.029552 | 0.11821 | 0 | 0.13351 | 0.014252 | 0 | 0.45 | 1.8 | 0.45 | 0.5 | [64 empty] | 156.3756 | 54.7744 | 6.0269 | 179.832 | 20.2665 | 6.0269 | 5.4024 | 0.40903 | 6.1827 | 0.15134 | 33.2654 | 22.26% | 15.55% | 3.306% | 2.596% | 4.213% | 52.07% | 100% |  | 3.119% | 1.918% | 0.1563% | 1.391% | 1.362% | 11.39%
Service sector | Total | Total | Post 2010 | 4.424 | 4.424 | 1.6053 | 0.0071414 | 0.0020248 | 0.0014283 | 0.0057131 | 0 | 0.0063933 | 0.00074805 | 0 | 0.4 | 2.2 | 0.4 | 0.4 | [64 empty] | 88.2026 | 49.9021 | 5.9462 | 101.433 | 18.4638 | 5.9462 | 0.41651 | 0.080107 | 0.47504 | 0.029639 | 4.424 | 5.525% | 6.077% | 4.972% | 2.947% | 5.893% | 74.59% | 100% |  | 0.1764% | 0.1949% | 0.06559% | 0.5918% | 0.6414% | 4.416%
Service sector | Offices | Offices |  |  |  |  | 0.5788 | 0.095092 | 0.11576 | 0.46304 | 0
Service sector | Offices | Offices | Before 1945 | 6.5993 | 6.5993 | 1.6177 | 0.072633 | 0.010677 | 0.014527 | 0.058106 | 0 | 0.065115 | 0.0075175 | 0 | 1.8 | 3.8 | 2.1 | 2 | [64 empty] | 156.4711 | 52.2142 | 5.6372 | 179.9417 | 19.3192 | 5.6372 | 1.0698 | 0.074465 | 1.1047 | 0.031252
Service sector | Offices | Offices | 1945 - 1969 | 1.7906 | 1.7906 | 0.34211 | 0.019707 | 0.00313 | 0.0039414 | 0.015766 | 0 | 0.017667 | 0.0020397 | 0 | 1.7 | 3.7 | 1.7 | 1.7 | [64 empty] | 157.3033 | 48.5592 | 5.6372 | 180.8988 | 17.9669 | 5.6372 | 0.29175 | 0.016612 | 0.334 | 0.0061466
Service sector | Offices | Offices | 1970 - 1979 | 8.5302 | 8.5302 | 2.0031 | 0.093885 | 0.015798 | 0.018777 | 0.075108 | 0 | 0.084168 | 0.0097171 | 0 | 1.6 | 3.55 | 1.2 | 1.5 | [64 empty] | 158.1356 | 49.0448 | 5.6372 | 181.8559 | 18.1466 | 5.6372 | 1.397 | 0.098242 | 1.5994 | 0.03635
Service sector | Offices | Offices | 1980 - 1989 | 13.8097 | 13.8097 | 3.0062 | 0.15199 | 0.025528 | 0.030398 | 0.12159 | 0 | 0.13626 | 0.015731 | 0 | 0.6 | 3.4 | 0.7 | 1 | [64 empty] | 159.8001 | 45.1212 | 5.6372 | 183.7701 | 16.6948 | 5.6372 | 2.2846 | 0.13564 | 2.6157 | 0.015188
Service sector | Offices | Offices | 1990 - 1999 | 14.2089 | 14.2089 | 3.0821 | 0.15638 | 0.026186 | 0.031277 | 0.12511 | 0 | 0.1402 | 0.016186 | 0 | 0.5 | 2.9 | 0.5 | 0.9 | [64 empty] | 163.1292 | 41.1976 | 5.6372 | 187.5985 | 15.2431 | 5.6372 | 2.398 | 0.12697 | 2.7457 | 0.04698
Service sector | Offices | Offices | 2000 - 2010 | 7.4059 | 7.4059 | 1.7895 | 0.08151 | 0.013399 | 0.016302 | 0.065208 | 0 | 0.073074 | 0.0084363 | 0 | 0.45 | 1.8 | 0.45 | 0.5 | [64 empty] | 169.7872 | 37.4898 | 5.6372 | 195.2553 | 13.8712 | 5.6372 | 1.2992 | 0.067088 | 1.4878 | 0.024822
Service sector | Offices | Offices | Post 2010 | 0.24442 | 0.24442 | 0.4288 | 0.0026901 | 0.00037389 | 0.00053802 | 0.0021521 | 0 | 0.0024117 | 0.00027843 | 0 | 0.4 | 2.2 | 0.4 | 0.4 | [64 empty] | 166.3776 | 37.0819 | 5.6372 | 191.3342 | 13.7203 | 5.6372 | 0.042044 | 0.015901 | 0.048144 | 0.0058832
Service sector | Trade | Trade |  |  |  |  | 0.65217 | 0.030183 | 0.13043 | 0.52174 | 0
Service sector | Trade | Trade | Before 1945 | 33.6565 | 33.6565 | 6.7771 | 0.37043 | 0.018008 | 0.074086 | 0.29634 | 0 | 0.34265 | 0.027782 | 0 | 1.8 | 3.8 | 2.1 | 2 | [64 empty] | 232.2269 | 52.2142 | 6.6468 | 267.0609 | 19.3192 | 6.6468 | 8.0397 | 0.35386 | 9.212 | 0.13093
Service sector | Trade | Trade | 1945 - 1969 | 4.1388 | 4.1388 | 1.1687 | 0.045552 | 0.0021699 | 0.0091105 | 0.036442 | 0 | 0.042136 | 0.0034164 | 0 | 1.7 | 3.7 | 1.7 | 1.7 | [64 empty] | 232.2269 | 65.2677 | 6.6468 | 267.0609 | 24.1491 | 6.6468 | 0.98866 | 0.076281 | 1.1328 | 0.028224
Service sector | Trade | Trade | 1970 - 1979 | 3.0064 | 3.0064 | 0.95357 | 0.033088 | 0.0013536 | 0.0066177 | 0.026471 | 0 | 0.030607 | 0.0024816 | 0 | 1.6 | 3.55 | 1.2 | 1.5 | [64 empty] | 237.2483 | 65.9204 | 6.6468 | 272.8356 | 24.3905 | 6.6468 | 0.73324 | 0.06286 | 0.84022 | 0.023258
Service sector | Trade | Trade | 1980 - 1989 | 5.5728 | 5.5728 | 1.4412 | 0.061334 | 0.0025597 | 0.012267 | 0.049068 | 0 | 0.056734 | 0.0046001 | 0 | 0.6 | 3.4 | 0.7 | 1 | [64 empty] | 242.2698 | 71.194 | 6.6468 | 278.6103 | 26.3418 | 6.6468 | 1.3872 | 0.1026 | 1.5897 | 0.0029635
Service sector | Trade | Trade | 1990 - 1999 | 7.4385 | 7.4385 | 1.7957 | 0.081869 | 0.0035606 | 0.016374 | 0.065495 | 0 | 0.075729 | 0.0061402 | 0 | 0.5 | 2.9 | 0.5 | 0.9 | [64 empty] | 232.2269 | 76.4677 | 6.6468 | 267.0609 | 28.293 | 6.6468 | 1.7769 | 0.13731 | 2.036 | 0.050805
Service sector | Trade | Trade | 2000 - 2010 | 5.1735 | 5.1735 | 1.3653 | 0.056941 | 0.0023724 | 0.011388 | 0.045552 | 0 | 0.05267 | 0.0042705 | 0 | 0.45 | 1.8 | 0.45 | 0.5 | [64 empty] | 346.0838 | 77.2323 | 6.6468 | 397.9963 | 28.576 | 6.6468 | 1.8249 | 0.10545 | 2.0934 | 0.039016
Service sector | Trade | Trade | Post 2010 | 0.26886 | 0.26886 | 0.051084 | 0.0029591 | 0.00015881 | 0.00059182 | 0.0023673 | 0 | 0.0027372 | 0.00022193 | 2.1684e-19 | 0.4 | 2.2 | 0.4 | 0.4 | [64 empty] | 318.4719 | 52.2142 | 6.6468 | 366.2427 | 19.3192 | 6.6468 | 0.087412 | 0.0026673 | 0.10026 | 0.0009869
Service sector | Education | Education |  |  |  |  | 0.023001 | 0.023001 | 0.0046002 | 0.018401 | 0
Service sector | Education | Education | Before 1945 | 5.3609 | 5.3609 | 1.0186 | 0.011139 | 0.011139 | 0.0022279 | 0.0089115 | 0 | 0.0092902 | 0.0018491 | 0 | 1.8 | 3.8 | 2.1 | 2 | [64 empty] | 104.1487 | 52.2142 | 2.44 | 119.771 | 19.3192 | 2.44 | 0.57141 | 0.053185 | 0.65516 | 0.019678
Service sector | Education | Education | 1945 - 1969 | 0.92879 | 0.92879 | 0.17647 | 0.0019794 | 0.0019794 | 0.00039589 | 0.0015836 | 0 | 0.0016509 | 0.00032859 | 0 | 1.7 | 3.7 | 1.7 | 1.7 | [64 empty] | 104.1487 | 56.9135 | 2.44 | 119.771 | 21.058 | 2.44 | 0.098999 | 0.010044 | 0.11351 | 0.0037161
Service sector | Education | Education | 1970 - 1979 | 1.108 | 1.108 | 0.21053 | 0.0022671 | 0.0022671 | 0.00045343 | 0.0018137 | 0 | 0.0018908 | 0.00037634 | 0 | 1.6 | 3.55 | 1.2 | 1.5 | [64 empty] | 108.2403 | 57.4826 | 2.44 | 124.4763 | 21.2686 | 2.44 | 0.12264 | 0.012102 | 0.14063 | 0.0044776
Service sector | Education | Education | 1980 - 1989 | 1.8494 | 1.8494 | 0.3514 | 0.0037567 | 0.0037567 | 0.00075135 | 0.0030054 | 0 | 0.0031331 | 0.00062362 | 0 | 0.6 | 3.4 | 0.7 | 1 | [64 empty] | 112.3318 | 49.7224 | 2.44 | 129.1816 | 18.3973 | 2.44 | 0.21226 | 0.017472 | 0.24343 | 0.0064647
Service sector | Education | Education | 1990 - 1999 | 0.96953 | 0.96953 | 0.18421 | 0.0015201 | 0.0015201 | 0.00030401 | 0.001216 | 0 | 0.0012677 | 0.00025233 | 0 | 0.5 | 2.9 | 0.5 | 0.9 | [64 empty] | 104.1487 | 41.9623 | 2.44 | 119.771 | 15.526 | 2.44 | 0.10334 | 0.00773 | 0.11849 | 0.0028601
Service sector | Education | Education | 2000 - 2010 | 1.0999 | 1.0999 | 0.20898 | 0.0019861 | 0.0019861 | 0.00039722 | 0.0015889 | 0 | 0.0016564 | 0.00032969 | 0 | 0.45 | 1.8 | 0.45 | 0.5 | [64 empty] | 119.771 | 47.837 | 2.44 | 137.7367 | 17.6997 | 2.44 | 0.13442 | 0.009997 | 0.15418 | 0.0036989
Service sector | Education | Education | Post 2010 | 0.21998 | 0.21998 | 0.041796 | 0.00035212 | 0.00035212 | 7.0425e-05 | 0.0002817 | 0 | 0.00029367 | 5.8453e-05 | 0 | 0.4 | 2.2 | 0.4 | 0.4 | [64 empty] | 117.0557 | 43.3772 | 2.44 | 134.6141 | 16.0496 | 2.44 | 0.026286 | 0.001813 | 0.030149 | 0.00067081
Service sector | Health | Health |  |  |  |  | 0.012092 | 0.012092 | 0.0024184 | 0.0096734 | 0
Service sector | Health | Health | Before 1945 | 1.5073 | 1.5073 | 0.28638 | 0.0037743 | 0.0037743 | 0.00075487 | 0.0030195 | 0 | 0.0031478 | 0.00062654 | 0 | 1.8 | 3.8 | 2.1 | 2 | [64 empty] | 157.463 | 52.2142 | 15.3971 | 181.0824 | 19.3192 | 15.3971 | 0.26054 | 0.014953 | 0.29614 | 0.0055326
Service sector | Health | Health | 1945 - 1969 | 0.26071 | 0.26071 | 0.049536 | 0.00070186 | 0.00070186 | 0.00014037 | 0.00056149 | 0 | 0.00058535 | 0.00011651 | 0 | 1.7 | 3.7 | 1.7 | 1.7 | [64 empty] | 157.463 | 48.5592 | 15.3971 | 181.0824 | 17.9669 | 15.3971 | 0.045067 | 0.0024054 | 0.051225 | 0.00089001
Service sector | Health | Health | 1970 - 1979 | 0.38292 | 0.38292 | 0.072756 | 0.0010123 | 0.0010123 | 0.00020247 | 0.00080987 | 0 | 0.00084429 | 0.00016805 | 0 | 1.6 | 3.55 | 1.2 | 1.5 | [64 empty] | 160.5626 | 49.0448 | 15.3971 | 184.647 | 18.1466 | 15.3971 | 0.067379 | 0.0035683 | 0.076602 | 0.0013203
Service sector | Health | Health | 1980 - 1989 | 0.66808 | 0.66808 | 0.12694 | 0.0017707 | 0.0017707 | 0.00035415 | 0.0014166 | 0 | 0.0014768 | 0.00029394 | 0 | 0.6 | 3.4 | 0.7 | 1 | [64 empty] | 163.6623 | 49.0448 | 15.3971 | 188.2116 | 18.1466 | 15.3971 | 0.11963 | 0.0062255 | 0.13603 | 0.0023035
Service sector | Health | Health | 1990 - 1999 | 0.72511 | 0.72511 | 0.13777 | 0.0018833 | 0.0018833 | 0.00037666 | 0.0015066 | 0 | 0.0015707 | 0.00031263 | 0 | 0.5 | 2.9 | 0.5 | 0.9 | [64 empty] | 157.463 | 37.7645 | 15.3971 | 181.0824 | 13.9729 | 15.3971 | 0.12534 | 0.0052029 | 0.14247 | 0.0019251
Service sector | Health | Health | 2000 - 2010 | 0.86361 | 0.86361 | 0.16409 | 0.0025518 | 0.0025518 | 0.00051036 | 0.0020414 | 0 | 0.0021282 | 0.0004236 | 0 | 0.45 | 1.8 | 0.45 | 0.5 | [64 empty] | 158.1821 | 42.6739 | 15.3971 | 181.9094 | 15.7893 | 15.3971 | 0.14991 | 0.0070023 | 0.1704 | 0.0025908
Service sector | Health | Health | Post 2010 | 0.13036 | 0.13036 | 0.024768 | 0.00039744 | 0.00039744 | 7.9489e-05 | 0.00031795 | 0 | 0.00033147 | 6.5976e-05 | 0 | 0.4 | 2.2 | 0.4 | 0.4 | [64 empty] | 72.9661 | 39.3774 | 15.3971 | 83.911 | 14.5696 | 15.3971 | 0.011519 | 0.0009753 | 0.012945 | 0.00036086
Service sector | Hotels and Restaurants | Hotels and Restaurants |  |  |  |  | 0.0090918 | 0.0090918 | 0.0018184 | 0.0072734 | 0
Service sector | Hotels and Restaurants | Hotels and Restaurants | Before 1945 | 3.9759 | 3.9759 | 1.1378 | 0.0039081 | 0.0039081 | 0.00078161 | 0.0031264 | 0 | 0.0032593 | 0.00064874 | 0 | 1.8 | 3.8 | 2.1 | 2 | [64 empty] | 296.6999 | 52.2142 | 7.6565 | 341.2049 | 19.3192 | 7.6565 | 1.2101 | 0.059408 | 1.387 | 0.021981
Service sector | Hotels and Restaurants | Hotels and Restaurants | 1945 - 1969 | 1.0266 | 1.0266 | 0.19505 | 0.0012176 | 0.0012176 | 0.00024352 | 0.00097407 | 0 | 0.0010155 | 0.00020212 | 0 | 1.7 | 3.7 | 1.7 | 1.7 | [64 empty] | 296.6999 | 50.6478 | 7.6565 | 341.2049 | 18.7397 | 7.6565 | 0.31244 | 0.0098787 | 0.35813 | 0.0036551
Service sector | Hotels and Restaurants | Hotels and Restaurants | 1970 - 1979 | 0.79844 | 0.79844 | 0.1517 | 0.00073861 | 0.00073861 | 0.00014772 | 0.00059089 | 0 | 0.000616 | 0.00012261 | 0 | 1.6 | 3.55 | 1.2 | 1.5 | [64 empty] | 304.1391 | 51.1542 | 7.6565 | 349.76 | 18.9271 | 7.6565 | 0.24895 | 0.0077603 | 0.28537 | 0.0028713
Service sector | Hotels and Restaurants | Hotels and Restaurants | 1980 - 1989 | 1.1732 | 1.1732 | 0.22291 | 0.00097363 | 0.00097363 | 0.00019473 | 0.00077891 | 0 | 0.00081201 | 0.00016162 | 0 | 0.6 | 3.4 | 0.7 | 1 | [64 empty] | 311.5783 | 45.2715 | 7.6565 | 358.315 | 16.7505 | 7.6565 | 0.37453 | 0.010092 | 0.42936 | 0.0037339
Service sector | Hotels and Restaurants | Hotels and Restaurants | 1990 - 1999 | 0.99397 | 0.99397 | 0.18886 | 0.00061196 | 0.00061196 | 0.00012239 | 0.00048957 | 0 | 0.00051037 | 0.00010159 | 0 | 0.5 | 2.9 | 0.5 | 0.9 | [64 empty] | 296.6999 | 39.3888 | 7.6565 | 341.2049 | 14.5738 | 7.6565 | 0.30252 | 0.0074388 | 0.34676 | 0.0027524
Service sector | Hotels and Restaurants | Hotels and Restaurants | 2000 - 2010 | 1.4013 | 1.4013 | 0.26626 | 0.0013538 | 0.0013538 | 0.00027076 | 0.0010831 | 0 | 0.0011291 | 0.00022473 | 0 | 0.45 | 1.8 | 0.45 | 0.5 | [64 empty] | 325.254 | 44.5093 | 7.6565 | 374.0421 | 16.4684 | 7.6565 | 0.46652 | 0.011851 | 0.53489 | 0.0043848
Service sector | Hotels and Restaurants | Hotels and Restaurants | Post 2010 | 0.26071 | 0.26071 | 0.049536 | 0.00028813 | 0.00028813 | 5.7626e-05 | 0.00023051 | 0 | 0.0002403 | 4.783e-05 | 0 | 0.4 | 2.2 | 0.4 | 0.4 | [64 empty] | 320.2821 | 41.0423 | 7.6565 | 368.3245 | 15.1857 | 7.6565 | 0.085498 | 0.0020331 | 0.098023 | 0.00075224
Service sector | Other non-residential buildings | Other non-residential buildings |  |  |  |  | 0.024541 | 0.024541 | 0.0049082 | 0.019633 | 0
Service sector | Other non-residential buildings | Other non-residential buildings | Before 1945 | 40.0196 | 40.0196 | 7.9861 | 0.0093599 | 0.0093599 | 0.001872 | 0.0074879 | 0 | 0.0078061 | 0.0015537 | 0 | 1.8 | 3.8 | 2.1 | 2 | [64 empty] | 170.6055 | 52.2142 | 5.6372 | 196.1964 | 19.3192 | 5.6372 | 7.0532 | 0.41699 | 8.0773 | 0.15429
Service sector | Other non-residential buildings | Other non-residential buildings | 1945 - 1969 | 5.2306 | 5.2306 | 1.3762 | 0.001374 | 0.001374 | 0.0002748 | 0.0010992 | 0 | 0.0011459 | 0.00022808 | 0 | 1.7 | 3.7 | 1.7 | 1.7 | [64 empty] | 170.6055 | 54.1722 | 5.6372 | 196.1964 | 20.0437 | 5.6372 | 0.92185 | 0.07455 | 1.0557 | 0.027584
Service sector | Other non-residential buildings | Other non-residential buildings | 1970 - 1979 | 6.7215 | 6.7215 | 1.6595 | 0.0021107 | 0.0021107 | 0.00042213 | 0.0016885 | 0 | 0.0017603 | 0.00035037 | 0 | 1.6 | 3.55 | 1.2 | 1.5 | [64 empty] | 132.6656 | 56.1302 | 5.6372 | 152.5655 | 20.7682 | 5.6372 | 0.92961 | 0.093146 | 1.0634 | 0.034464
Service sector | Other non-residential buildings | Other non-residential buildings | 1980 - 1989 | 12.555 | 12.555 | 2.7678 | 0.0036598 | 0.0036598 | 0.00073195 | 0.0029278 | 0 | 0.0030522 | 0.00060752 | 0 | 0.6 | 3.4 | 0.7 | 1 | [64 empty] | 94.7258 | 60.0463 | 5.6372 | 108.9346 | 22.2171 | 5.6372 | 1.2601 | 0.1662 | 1.4384 | 0.061493
Service sector | Other non-residential buildings | Other non-residential buildings | 1990 - 1999 | 16.2131 | 16.2131 | 3.4629 | 0.0041652 | 0.0041652 | 0.00083305 | 0.0033322 | 0 | 0.0034738 | 0.00069143 | 0 | 0.5 | 2.9 | 0.5 | 0.9 | [64 empty] | 62.4892 | 62.4482 | 5.6372 | 71.8626 | 23.1058 | 5.6372 | 1.1045 | 0.21625 | 1.2565 | 0.080013
Service sector | Other non-residential buildings | Other non-residential buildings | 2000 - 2010 | 17.3212 | 17.3212 | 3.6734 | 0.0034171 | 0.0034171 | 0.00068341 | 0.0027336 | 0 | 0.0028498 | 0.00056723 | 0 | 0.45 | 1.8 | 0.45 | 0.5 | [64 empty] | 82.5503 | 57.3312 | 5.6372 | 94.9328 | 21.2125 | 5.6372 | 1.5275 | 0.2106 | 1.742 | 0.077922
Service sector | Other non-residential buildings | Other non-residential buildings | Post 2010 | 3.2997 | 3.2997 | 1.0093 | 0.00045444 | 0.00045444 | 9.0887e-05 | 0.00036355 | 0 | 0.000379 | 7.5436e-05 | 0 | 0.4 | 2.2 | 0.4 | 0.4 | [64 empty] | 43.9904 | 52.2142 | 5.6372 | 50.589 | 19.3192 | 5.6372 | 0.16375 | 0.0527 | 0.18553 | 0.019499
0.024541
12.65%
Estimated
Note on U2: TABULA, TABULA WebTool, 2017 http://webtool.building-typology.eu/#bm
Note on AF2: TABULA, TABULA WebTool, 2017 http://webtool.building-typology.eu/#bm
Note on AN2: TABULA, TABULA WebTool, 2017 http://webtool.building-typology.eu/#bm
Note on AU2: TABULA, TABULA WebTool, 2017 http://webtool.building-typology.eu/#bm
Note on BD2: SPezzutto: TABULA, TABULA WebTool, 2017 http://webtool.building-typology.eu/#bm
Note on BR2: SPezzutto: TABULA, TABULA WebTool, 2017 http://webtool.building-typology.eu/#bm
Note on BT2: SPezzutto: TABULA, TABULA WebTool, 2017 http://webtool.building-typology.eu/#bm
Following information have been retrieved by experts questioning and relate to Central Europe (Austria, Belgium, Germany, Netherland, Luxembourg, France, UK and Ireland).
OFFICES
Construction materials:
Walls: in the majority of the cases CONCRETE was used and INSULATION is present in the majority of cases as well.
Windows: in the majority of the cases ALUMINIUM was used. LOW-EMITTANCE GLASS is present only in few cases.
Roofs: in the majority of the cases CONCRETE was used and INSULATION is most times present.
Floors: in the majority of the cases CONCRETE was used and INSULATION is present in the majority of cases as well.
Construction methodologies:
Walls: the most common methodology is SOLID WALL.
Windows: DOUBLE GLAZING is the most common.
Roofs: FLAT ROOF is the most common.
Floors: CONCRETE SLAB is the most common.
TRADE
Construction materials:
Walls: in the majority of the cases CONCRETE or BRICKS were used and INSULATION is present in the majority of cases as well.
Windows: in the majority of the cases ALUMINIUM and SYNTETIC/PVC were used. LOW-EMITTANCE GLASS is present only in few cases.
Roofs: in the majority of the cases CONCRETE and BRICKS were used and INSULATION is most times present.
Floors: in the majority of the cases CONCRETE was used and INSULATION is present in the majority of cases as well.
Construction methodologies:
Walls: the most common methodology is SOLID WALL.
Windows: DOUBLE GLAZING is the most common.
Roofs: FLAT ROOF is the most common.
Floors: CONCRETE SLAB is the most common.
EDUCATION
Construction materials:
Walls: in the majority of the cases CONCRETE was used and INSULATION is present in the majority of cases as well.
Windows: in the majority of the cases ALUMINIUM and SYNTETIC/PVC were used. LOW-EMITTANCE GLASS is present only in few cases.
Roofs: in the majority of the cases CONCRETE and BRICKS were used and INSULATION is most times present.
Floors: in the majority of the cases CONCRETE was used and INSULATION is present in the majority of cases as well.
Construction methodologies:
Walls: the most common methodology is SOLID WALL.
Windows: DOUBLE GLAZING is the most common.
Roofs: FLAT ROOF is the most common.
Floors: CONCRETE SLAB is the most common.
HEALTH
Construction materials:
Walls: in the majority of the cases CONCRETE was used and INSULATION is present in the majority of cases as well.
Windows: in the majority of the cases ALUMINIUM and SYNTETIC/PVC were used. LOW-EMITTANCE GLASS is present only in few cases.
Roofs: in the majority of the cases CONCRETE was used and INSULATION is most times present.
Floors: in the majority of the cases CONCRETE was used and INSULATION is present in the majority of cases as well.
Construction methodologies:
Walls: the most common methodology is SOLID WALL.
Windows: DOUBLE GLAZING is the most common.
Roofs: FLAT ROOF is the most common.
Floors: CONCRETE SLAB is the most common.
HOTELS AND RESTAURANTS
Construction materials:
Walls: in the majority of the cases CONCRETE or BRICKS were used and INSULATION is present in the majority of cases as well.
Windows: in the majority of the cases ALUMINIUM and SYNTETIC/PVC were used. LOW-EMITTANCE GLASS is present only in few cases.
Roofs: in the majority of the cases CONCRETE and BRICKS were used and INSULATION is most times present.
Floors: in the majority of the cases CONCRETE was used and INSULATION is present in the majority of cases as well.
Construction methodologies:
Walls: the most common methodology is SOLID WALL.
Windows: DOUBLE GLAZING is the most common.
Roofs: FLAT ROOF is the most common.
Floors: CONCRETE SLAB is the most common.
OTHER NON RESIDENTIAL BUILDINGS
Construction materials:
Walls: in the majority of the cases CONCRETE was used and INSULATION is present in the majority of cases as well.
Windows: in the majority of the cases ALUMINIUM and SYNTETIC/PVC were used. LOW-EMITTANCE GLASS is present only in few cases.
Roofs: in the majority of the cases CONCRETE and BRICKS were used and INSULATION is most times present.
Floors: in the majority of the cases CONCRETE was used and INSULATION is present in the majority of cases as well.
Construction methodologies:
Walls: the most common methodology is SOLID WALL.
Windows: DOUBLE GLAZING is the most common.
Roofs: FLAT ROOF is the most common.
Floors: CONCRETE SLAB is the most common.
Following information have been retrieved by experts questioning and relate to Central Europe (Austria, Belgium, Germany, Netherlands, Luxembourg, France, UK and Ireland).
OFFICES
Space heating:
The most common technologies are:
- condensing boiler, central, gas
- heat pumps, electricity.
Space cooling:
Not present in most of the cases.
DHW:
The most common thechnology is condensing boiler, central, gas.
TRADE
Space heating:
The most common technologies are:
- condensing boiler, central, gas
- heat pumps, electricity.
Space cooling:
Not present in most of the cases.
DHW:
The most common thechnology is condensing boiler, central, gas.
EDUCATION
Space heating:
The most common technologies are:
- the condensing boiler, central, gas
- heat pumps, electricity.
Space cooling:
Not present in most of the cases.
DHW:
The most common thechnology is condensing boiler, central, gas.
HEALTH
Space heating:
The most common technologies are:
- condensing boiler, central, gas
- heat pumps, electricity.
Space cooling:
Present in most of the cases.
DHW:
The most common thechnology is condensing boiler, central, gas.
HOTELS AND RESTAURANTS
Space heating:
The most common technologies are:
- condensing boiler, central, gas
- heat pumps, electricity.
Space cooling:
Not present in most of the cases.
DHW:
The most common thechnology is condensing boiler, central, gas.
OTHER NON RESIDENTIAL BUILDINGS
Space heating:
The most common technologies are:
- condensing boiler, central, gas
- heat pumps, electricity.
Space cooling:
Not present in most of the cases.
DHW:
The most common thechnology is condensing boiler, central, gas.

## Poland
[19 empty] | WALLS | [10 empty] | WINDOWS | [7 empty] | ROOF | [6 empty] | FLOOR | [8 empty] | SPACE HEATING | [13 empty] | SPACE COOLING |  | DHW
|  |  |  | Area |  |  |  |  | Tenure/ownership status and distribution |  |  | Occupancy |  |  | Construction features (U-value) |  |  |  | construction material |  |  |  | construction methodology | [6 empty] | construction material |  |  | construction methodology |  |  |  |  | construction material | [6 empty] | construction material |  |  |  | construction methodology |  |  |  |  | individual | central | district heating | boiler |  | combined | stove | electric heating | heat pump | fossil fuels |  |  | electricity | biomass | no space cooling | space cooling | individual | central | district heating | boiler |  | Combined | Solar collectors | heat pump | fossil fuels |  |  | electricity | biomass | Useful energy demand |  |  | Final energy consumption |  |  | Total useful energy demand |  | Total final energy consumption
Sector | Subsector | Building type | Buidling age class | Covered area: constructed [Mm²] | Covered area: heated [Mm²] | Covered area: cooled [Mm²] | Number of dwellings/units [Mil.] | Number of buildings [Mil.] | Owner occupied - dwellings/units [Mil.] | Private rented - dwellings/units [Mil.] | Social housing - dwellings/units [Mil.] | Occupied [Mil.] | Vacant [Mil.] | Secondary dwellings/ units and others [Mil.] | Walls | Windows | Roof | Floor | brick | concrete | wood | other | solid wall |  | cavity wall |  | honeycomb bricks / hollow blocks wall |  | other | wood | synthetic / pvc | aluminium | single glazing | double glazing |  | triple glazing |  | wood | concrete | concrete + bricks | tilted roof |  | flat roof |  | wood | concrete | concrete + bricks | other | concrete slab |  | wooden floor (rafters + boards) |  | other |  |  |  | non-condensing | condensing |  |  |  |  | solid | liquid | gas | [7 empty] | non-condensing | condensing |  |  |  | solid | liquid | gas |  |  | Space heating [kWh/m² year] | Space cooling [kWh/m² year] | Domestic hot water [kWh/m² year] | Space heating [kWh/m² year] | Space cooling [kWh/m² year] | Domestic hot water [kWh/m² year] | Space heating+Domestic hot water [TWh/year] | Space cooling [TWh/year] | Space heating+Domestic hot water [TWh/year] | Space cooling [TWh/year]
|  |  |  | 57.2626 | [19 empty] | insulation |  | insulation |  | insulation | [6 empty] | low-e |  | low-e |  |  |  |  | insulation |  | insulation | [5 empty] | insulation |  | insulation
Residential sector | Total | Total |  | 961.05 |  |  | 16.7832 | 5.38 | 14.014 | 0.72168 | 2.0476 | 4.09
Residential sector | Total | Total | Before 1945 | 151.11 | 101.545 | 1.3603 | 2.648 | 0.8 | 2.211 | 0.11386 | 0.32305 | 2.1778 | 0.16073 | 0.30942 | 1.7161 | 4.8555 | 0.80792 | 2.0101 | 100% |  |  |  | 100% | [6 empty] | 100% |  |  | 100% |  |  |  |  | 55.96% | 44.04% |  | 55.96% | 55.96% | 44.04% |  |  | 100% |  |  | 100% | [5 empty] | Widespread technology | Widespread technology |  |  | Most widespread technology | [5 empty] | Most widespread fuel |  |  | Most widespread technology |  |  | Widespread technology | Widespread technology |  |  | Most widespread technology |  |  |  |  | Most widespread fuel |  |  | 250.1619 | 30.7708 | 32.1498 | 291.5637 | 3.5171 | 36.9755 | 30.2609 | 0.041857 | 35.1942 | 0.0047843 | 151.11 | 55.96% | 7.921% | 36.12% | 100% |  | 3.012% | 2.747% | 0.9563% | 7.951%
Residential sector | Total | Total | 1945 - 1969 | 175.9 | 118.2089 | 1.5388 | 3.078 | 0.88 | 2.5701 | 0.13235 | 0.37551 | 2.5607 | 0.18683 | 0.33048 | 1.4938 | 3.7284 | 0.69596 | 1.6412 | 100% |  |  |  | 100% | [6 empty] | 100% |  |  | 100% |  |  |  |  | 62.17% | 37.83% |  | 62.17% | 62.17% | 37.83% |  |  | 100% |  |  | 100% | [5 empty] | Widespread technology | Widespread technology |  |  | Most widespread technology | [5 empty] | Most widespread fuel |  |  | Most widespread technology |  |  | Widespread technology | Widespread technology |  |  | Most widespread technology |  |  |  |  | Most widespread fuel |  |  | 195.3748 | 39.9025 | 31.7218 | 227.7094 | 4.5609 | 36.4833 | 28.6749 | 0.061401 | 33.3347 | 0.0070182 | 175.9 | 62.17% | 2.018% | 35.82% | 100% |  | 3.745% | 4.294% | 0.9563% | 7.825%
Residential sector | Total | Total | 1970 - 1979 | 121.72 | 81.7891 | 1.2848 | 2.1283 | 0.71 | 1.7771 | 0.091515 | 0.25965 | 1.7872 | 0.12918 | 0.21185 | 1.1417 | 3.1643 | 0.50374 | 1.3269 | 58.62% | 41.38% | [6 empty] | 58.62% |  | 41.38% | 100% |  |  | 41.38% | 58.62% |  |  |  | 58.62% | 41.38% |  | 58.62% | 58.62% | 41.38% | 5.73% |  | 100% |  |  | 100% | [5 empty] | Widespread technology | Widespread technology |  |  | Most widespread technology | [5 empty] | Most widespread fuel |  |  | Most widespread technology |  |  | Widespread technology | Widespread technology |  |  | Most widespread technology |  |  |  |  | Most widespread fuel |  |  | 144.0816 | 36.5771 | 31.9665 | 167.9272 | 4.1808 | 36.7646 | 15.6753 | 0.046996 | 18.2096 | 0.0053716 | 121.72 | 58.62% | 5.73% | 35.65% | 100% |  | 3.431% | 4.094% | 0.2639% | 6.302%
Residential sector | Total | Total | 1980 - 1989 | 115.565 | 77.6517 | 1.2405 | 2.0197 | 0.67 | 1.6865 | 0.086848 | 0.24641 | 1.6963 | 0.1226 | 0.20084 | 0.85243 | 2.6 | 0.64222 | 1.1708 |  | 95.34% | 4.66% | [7 empty] | 100% | 100% |  |  |  | 100% |  |  |  | 59.78% | 40.22% |  | 59.78% | 59.78% | 40.22% | 4.66% |  | 100% |  |  | 100% | [5 empty] | Widespread technology | Widespread technology |  |  | Most widespread technology | [5 empty] | Most widespread fuel |  |  | Most widespread technology |  |  | Widespread technology | Widespread technology |  |  | Most widespread technology |  |  |  |  | Most widespread fuel |  |  | 133.606 | 35.9525 | 31.886 | 155.7178 | 4.1094 | 36.6721 | 14.0596 | 0.0446 | 16.3298 | 0.0050978 | 115.565 | 59.78% | 4.66% | 35.56% | 100% |  | 3.587% | 4.478% | 0.6248% | 7.595%
Residential sector | Total | Total | 1990 - 1999 | 115.295 | 77.4702 | 1.2386 | 2.0101 | 0.68 | 1.6784 | 0.086433 | 0.24523 | 1.6822 | 0.12201 | 0.20586 | 0.25349 | 1.6 | 0.43707 | 0.79617 | 35.04% |  | 4.059% | 60.9% |  |  |  |  | 35.04% |  | 64.96% |  | 100% |  |  | 100% |  |  |  | 60.9% | 39.1% |  | 60.9% | 60.9% | 39.1% | 4.059% |  | 100% |  |  | 100% | [5 empty] | Widespread technology | Widespread technology |  |  | Most widespread technology | [5 empty] | Most widespread fuel |  |  | Most widespread technology |  |  | Widespread technology | Widespread technology |  |  | Most widespread technology |  |  |  |  | Most widespread fuel |  |  | 122.732 | 35.3299 | 31.8088 | 143.0441 | 4.0382 | 36.5833 | 13.1755 | 0.043759 | 15.2995 | 0.0050016 | 115.295 | 60.9% | 4.059% | 35.04% | 100% |  | 3.982% | 5.545% | 0.4731% | 9.737%
Residential sector | Total | Total | 2000 - 2010 | 168.86 | 113.4766 | 1.5749 | 3.0216 | 0.93 | 2.5231 | 0.12993 | 0.36864 | 2.5141 | 0.18341 | 0.32415 | 0.21498 | 1.3501 | 0.43128 | 0.55496 | 100% | [5 empty] | 40.62% | 40.62% | 59.38% |  |  |  | 100% |  |  | 100% |  |  |  | 49.96% | 50.04% |  | 49.96% | 49.96% | 50.04% | 50.04% |  | 100% |  |  | 100% | 49.96% |  |  |  |  | Widespread technology | Widespread technology |  |  | Most widespread technology | [5 empty] | Most widespread fuel |  |  | Most widespread technology |  |  | Widespread technology | Widespread technology |  |  | Most widespread technology |  |  |  |  | Most widespread fuel |  |  | 92.1017 | 33.3215 | 32.5636 | 107.3445 | 3.8087 | 37.4513 | 15.9501 | 0.052477 | 18.5051 | 0.0059981 | 168.86 | 49.96% | 9.422% | 40.62% | 100% |  | 5.099% | 5.252% | 0.3854% | 14.6%
Residential sector | Total | Total | Post 2010 | 112.6 | 75.6586 | 1.083 | 1.8776 | 0.71 | 1.5678 | 0.080737 | 0.22907 | 1.3513 | 0.11397 | 0.41233 | 0.18667 | 1.2773 | 0.3312 | 0.44636 | 100% | [5 empty] | 66.72% | 66.72% | 33.28% |  |  |  | 100% |  |  | 100% |  |  |  | 40.9% | 59.1% |  | 40.9% | 40.9% | 59.1% | 59.1% |  | 100% |  |  | 100% | 40.9% |  |  |  |  | Widespread technology | Widespread technology |  |  | Most widespread technology | [5 empty] | Most widespread fuel |  |  | Most widespread technology |  |  | Widespread technology | Widespread technology |  |  | Most widespread technology |  |  |  |  | Most widespread fuel |  |  | 83.8954 | 32.514 | 33.1884 | 97.7801 | 3.7164 | 38.1699 | 10.0844 | 0.035213 | 11.6958 | 0.0040249 | 112.6 | 40.9% | 33.28% | 25.83% | 100% |  | 4.771% | 4.968% | 1.287% | 13.75%
Residential sector | Single family- Terraced houses | Single family- Terraced houses |  |  |  |  | 12.1184 | 4.09 | 10.1188 | 0.52109 | 1.4784
Residential sector | Single family- Terraced houses | Single family- Terraced houses | Before 1945 | 84.56 | 56.8308 | 0.74498 | 1.9256 | 0.61 | 1.6078 | 0.082799 | 0.23492 | 1.6165 | 0.11688 | 0.19213 | 1.75 | 5 | 0.8 | 2.2 | 100% |  |  |  | 100% | [6 empty] | 100% |  |  | 100% |  |  |  |  | 100% |  |  | 100% | 100% |  |  |  | 100% |  |  | 100% | [5 empty] | Most widespread technology |  |  |  | Most widespread technology | [5 empty] | Most widespread fuel |  |  | Most widespread technology |  |  | Most widespread technology |  |  |  | Most widespread technology |  |  |  |  | Most widespread fuel |  |  | 312.35 | 32.3719 | 29.1131 | 364.0439 | 3.7001 | 33.483 | 20.2129 | 0.024117 | 23.5202 | 0.0027565
Residential sector | Single family- Terraced houses | Single family- Terraced houses | 1945 - 1969 | 109.35 | 73.4947 | 0.92347 | 2.4783 | 0.76 | 2.0694 | 0.10657 | 0.30235 | 2.0806 | 0.15043 | 0.24728 | 1.55 | 3.8 | 0.7 | 1.8 | 100% |  |  |  | 100% | [6 empty] | 100% |  |  | 100% |  |  |  |  | 100% |  |  | 100% | 100% |  |  |  | 100% |  |  | 100% | [5 empty] | Most widespread technology |  |  |  | Most widespread technology | [5 empty] | Most widespread fuel |  |  | Most widespread technology |  |  | Most widespread technology |  |  |  | Most widespread technology |  |  |  |  | Most widespread fuel |  |  | 253.7655 | 42.3258 | 29.1131 | 295.7637 | 4.8378 | 33.483 | 21.8339 | 0.039087 | 25.3984 | 0.0044676
Residential sector | Single family- Terraced houses | Single family- Terraced houses | 1970 - 1979 | 71.35 | 47.9511 | 0.64987 | 1.6129 | 0.56 | 1.3468 | 0.069356 | 0.19678 | 1.3541 | 0.097905 | 0.16094 | 1.03 | 3.2 | 0.6 | 1.6 | 100% | [7 empty] | 100% |  |  | 100% |  |  |  | 100% |  |  |  | 100% |  |  | 100% | 100% |  |  |  | 100% |  |  | 100% | [5 empty] | Most widespread technology |  |  |  | Most widespread technology | [5 empty] | Most widespread fuel |  |  | Most widespread technology |  |  | Most widespread technology |  |  |  | Most widespread technology |  |  |  |  | Most widespread fuel |  |  | 194.0349 | 38.6904 | 29.1131 | 226.1477 | 4.4223 | 33.483 | 11.3814 | 0.025144 | 13.233 | 0.0028739
Residential sector | Single family- Terraced houses | Single family- Terraced houses | 1980 - 1989 | 69.09 | 46.4319 | 0.6336 | 1.5595 | 0.54 | 1.3022 | 0.06706 | 0.19026 | 1.3093 | 0.094663 | 0.15561 | 0.9 | 2.6 | 0.5 | 1.4 |  | 100% | [8 empty] | 100% | 100% |  |  |  | 100% |  |  |  | 100% |  |  | 100% | 100% |  |  |  | 100% |  |  | 100% | [5 empty] | Most widespread technology |  |  |  | Most widespread technology | [5 empty] | Most widespread fuel |  |  | Most widespread technology |  |  | Most widespread technology |  |  |  | Most widespread technology |  |  |  |  | Most widespread fuel |  |  | 176.004 | 38.0845 | 29.1131 | 205.1326 | 4.3531 | 33.483 | 10.1836 | 0.02413 | 11.838 | 0.0027581
Residential sector | Single family- Terraced houses | Single family- Terraced houses | 1990 - 1999 | 70.22 | 47.1915 | 0.64174 | 1.5724 | 0.55 | 1.3129 | 0.067611 | 0.19183 | 1.32 | 0.095442 | 0.15689 | 0.3 | 1.6 | 0.4 | 0.89 |  |  |  | 100% | [6 empty] | 100% |  | 100% |  |  | 100% |  |  |  | 100% |  |  | 100% | 100% |  |  |  | 100% |  |  | 100% | [5 empty] | Most widespread technology |  |  |  | Most widespread technology | [5 empty] | Most widespread fuel |  |  | Most widespread technology |  |  | Most widespread technology |  |  |  | Most widespread technology |  |  |  |  | Most widespread fuel |  |  | 157.973 | 37.4786 | 29.1131 | 184.1176 | 4.2838 | 33.483 | 9.4993 | 0.024051 | 11.04 | 0.0027491
Residential sector | Single family- Terraced houses | Single family- Terraced houses | 2000 - 2010 | 84.36 | 56.6964 | 0.74354 | 2.0666 | 0.69 | 1.7256 | 0.088863 | 0.25212 | 1.7349 | 0.12544 | 0.2062 | 0.245 | 1.2 | 0.3 | 0.6 | 100% | [7 empty] | 100% |  |  |  | 100% |  |  | 100% |  |  |  | 100% |  |  | 100% | 100% |  |  |  | 100% |  |  | 100% | 100% |  |  |  |  | Most widespread technology |  |  |  | Most widespread technology | [5 empty] | Most widespread fuel |  |  | Most widespread technology |  |  | Most widespread technology |  |  |  | Most widespread technology |  |  |  |  | Most widespread fuel |  |  | 121.9112 | 36.2669 | 29.1131 | 142.0874 | 4.1453 | 33.483 | 9.3679 | 0.026966 | 10.8805 | 0.0030822
Residential sector | Single family- Terraced houses | Single family- Terraced houses | Post 2010 | 46.05 | 30.9444 | 0.46771 | 0.90311 | 0.38 | 0.75409 | 0.038834 | 0.11018 | 0.75818 | 0.054819 | 0.090112 | 0.19 | 1.1 | 0.25 | 0.47 | 100% | [5 empty] | 100% | 100% |  |  |  |  | 100% |  |  | 100% |  |  |  | 100% |  |  | 100% | 100% |  |  |  | 100% |  |  | 100% | 100% |  |  |  |  | Most widespread technology |  |  |  | Most widespread technology | [5 empty] | Most widespread fuel |  |  | Most widespread technology |  |  | Most widespread technology |  |  |  | Most widespread technology |  |  |  |  | Most widespread fuel |  |  | 121.8933 | 35.609 | 29.1131 | 142.0666 | 4.0701 | 33.483 | 5.1126 | 0.016655 | 5.9381 | 0.0019036
Residential sector | Multifamily houses | Multifamily houses |  |  |  |  | 1.8616 | 0.73 | 1.5545 | 0.080051 | 0.22712 | 4.09
Residential sector | Multifamily houses | Multifamily houses | Before 1945 | 11.97 | 8.0358 | 0.086184 | 0.27258 | 0.1 | 0.2276 | 0.011721 | 0.033254 | 0.18 | 0.016545 | 0.07603 | 1.55 | 5 | 0.9 | 1.17 | 100% |  |  |  | 100% | [6 empty] | 100% |  |  | 100% | [5 empty] | 100% |  |  |  | 100% |  |  | 100% |  |  | 100% | [6 empty] | Most widespread technology |  |  | Most widespread technology | [5 empty] | Most widespread fuel |  |  | Most widespread technology |  |  |  | Most widespread technology |  |  | Most widespread technology |  |  |  |  | Most widespread fuel |  |  | 171.1442 | 28.7365 | 36.0083 | 199.4685 | 3.2846 | 41.4131 | 1.8063 | 0.0024766 | 2.0986 | 0.00028308
Residential sector | Multifamily houses | Multifamily houses | 1945 - 1969 | 3.55 | 2.3759 | 0.02556 | 0.080457 | 0.03 | 0.067181 | 0.0034596 | 0.0098157 | 0.04 | 0.0048837 | 0.035573 | 1.425 | 3.8 | 0.5 | 1.03 | 100% |  |  |  | 100% | [6 empty] | 100% |  |  | 100% | [5 empty] | 100% |  |  |  | 100% |  |  | 100% |  |  | 100% | [6 empty] | Most widespread technology |  |  | Most widespread technology | [5 empty] | Most widespread fuel |  |  | Most widespread technology |  |  |  | Most widespread technology |  |  | Most widespread technology |  |  |  |  | Most widespread fuel |  |  | 99.4317 | 35.9206 | 36.0083 | 115.8877 | 4.1057 | 41.4131 | 0.36407 | 0.00091813 | 0.42236 | 0.00010494
Residential sector | Multifamily houses | Multifamily houses | 1970 - 1979 | 6.975 | 4.6782 | 0.18637 | 0.15768 | 0.07 | 0.13166 | 0.0067801 | 0.019237 | 0.13 | 0.009571 | 0.018106 | 1.3 | 3.2 | 0.6 | 0.94 |  | 100% | [8 empty] | 100% | 100% |  |  | 100% | [5 empty] | 100% |  |  |  | 100% | 100% |  | 100% |  |  | 100% | [6 empty] | Most widespread technology |  |  | Most widespread technology | [5 empty] | Most widespread fuel |  |  | Most widespread technology |  |  |  | Most widespread technology |  |  | Most widespread technology |  |  |  |  | Most widespread fuel |  |  | 73.3219 | 33.5836 | 36.0083 | 85.4567 | 3.8386 | 41.4131 | 0.59417 | 0.006259 | 0.68864 | 0.00071541
Residential sector | Multifamily houses | Multifamily houses | 1980 - 1989 | 5.385 | 3.6094 | 0.17492 | 0.12155 | 0.05 | 0.1015 | 0.0052267 | 0.014829 | 0.1 | 0.0073782 | 0.014174 | 1.1 | 2.6 | 0.5 | 0.83 |  |  | 100% | [7 empty] | 100% | 100% |  |  |  | 100% |  |  |  |  | 100% |  |  |  | 100% | 100% |  | 100% |  |  | 100% | [6 empty] | Most widespread technology |  |  | Most widespread technology | [5 empty] | Most widespread fuel |  |  | Most widespread technology |  |  |  | Most widespread technology |  |  | Most widespread technology |  |  |  |  | Most widespread fuel |  |  | 70.5768 | 32.783 | 36.0083 | 82.2573 | 3.7471 | 41.4131 | 0.44864 | 0.0057345 | 0.51991 | 0.00065546
Residential sector | Multifamily houses | Multifamily houses | 1990 - 1999 | 4.68 | 3.1355 | 0.16985 | 0.10479 | 0.05 | 0.087503 | 0.0045061 | 0.012785 | 0.08 | 0.006361 | 0.018433 | 0.19 | 1.6 | 0.45 | 0.65 |  |  | 100% | [7 empty] | 100% |  | 100% |  |  | 100% |  |  |  |  | 100% |  |  |  | 100% | 100% |  | 100% |  |  | 100% | [6 empty] | Most widespread technology |  |  | Most widespread technology | [5 empty] | Most widespread fuel |  |  | Most widespread technology |  |  |  | Most widespread technology |  |  | Most widespread technology |  |  |  |  | Most widespread fuel |  |  | 67.8317 | 31.9824 | 36.0083 | 79.0579 | 3.6556 | 41.4131 | 0.38121 | 0.0054321 | 0.4417 | 0.00062089
Residential sector | Multifamily houses | Multifamily houses | 2000 - 2010 | 15.91 | 10.6843 | 0.20131 | 0.38975 | 0.15 | 0.32544 | 0.016759 | 0.04755 | 0.3 | 0.023658 | 0.066093 | 0.185 | 1.5 | 0.4 | 0.51 | 100% | [7 empty] | 100% |  |  |  | 100% |  |  | 100% |  |  |  |  | 100% |  |  |  | 100% | 100% |  | 100% |  |  | 100% | [6 empty] | Most widespread technology |  |  | Most widespread technology | [5 empty] | Most widespread fuel |  |  | Most widespread technology |  |  |  | Most widespread technology |  |  | Most widespread technology |  |  |  |  | Most widespread fuel |  |  | 62.3415 | 30.3811 | 36.0083 | 72.6591 | 3.4726 | 41.4131 | 1.239 | 0.0061161 | 1.4352 | 0.00069907
Residential sector | Multifamily houses | Multifamily houses | Post 2010 | 37.47 | 25.1769 | 0.26978 | 0.73484 | 0.28 | 0.61359 | 0.031598 | 0.08965 | 0.39 | 0.044605 | 0.30024 | 0.18 | 1.4 | 0.3 | 0.43 | 100% | [7 empty] | 100% |  |  |  | 100% |  |  | 100% |  |  |  |  | 100% |  |  |  | 100% | 100% |  | 100% |  |  | 100% | [6 empty] | Most widespread technology |  |  | Most widespread technology | [5 empty] | Most widespread fuel |  |  | Most widespread technology |  |  |  | Most widespread technology |  |  | Most widespread technology |  |  |  |  | Most widespread fuel |  |  | 57.6024 | 30.3724 | 36.0083 | 67.1356 | 3.4716 | 41.4131 | 2.7995 | 0.008194 | 3.242 | 0.00093657
Residential sector | Appartment blocks | Appartment blocks |  | 340.13 |  |  | 2.8032 | 0.56 | 2.3407 | 0.12054 | 0.34199 | 2.3759
Residential sector | Appartment blocks | Appartment blocks | Before 1945 | 54.58 | 36.6783 | 0.52913 | 0.44982 | 0.09 | 0.3756 | 0.019342 | 0.054879 | 0.38126 | 0.027304 | 0.041258 | 1.7 | 4.6 | 0.8 | 1.9 | 100% |  |  |  | 100% | [6 empty] | 100% |  |  | 100% | [5 empty] | 100% |  |  |  | 100% |  |  | 100% |  |  | 100% | [6 empty] | Most widespread technology |  |  | Most widespread technology | [5 empty] | Most widespread fuel |  |  | Most widespread technology |  |  |  | Most widespread technology |  |  | Most widespread technology |  |  |  |  | Most widespread fuel |  |  | 171.1442 | 28.7365 | 36.0083 | 199.4685 | 3.2846 | 41.4131 | 8.2426 | 0.015205 | 9.5765 | 0.001738
Residential sector | Appartment blocks | Appartment blocks | 1945 - 1969 | 63 | 42.3382 | 0.58975 | 0.51922 | 0.09 | 0.43355 | 0.022326 | 0.063345 | 0.44008 | 0.031517 | 0.047623 | 1.4 | 3.6 | 0.7 | 1.4 | 100% |  |  |  | 100% | [6 empty] | 100% |  |  | 100% | [5 empty] | 100% |  |  |  | 100% |  |  | 100% |  |  | 100% | [6 empty] | Most widespread technology |  |  | Most widespread technology | [5 empty] | Most widespread fuel |  |  | Most widespread technology |  |  |  | Most widespread technology |  |  | Most widespread technology |  |  |  |  | Most widespread fuel |  |  | 99.4317 | 35.9206 | 36.0083 | 115.8877 | 4.1057 | 41.4131 | 6.4783 | 0.021184 | 7.5155 | 0.0024214
Residential sector | Appartment blocks | Appartment blocks | 1970 - 1979 | 43.395 | 29.1597 | 0.4486 | 0.35764 | 0.08 | 0.29863 | 0.015379 | 0.043632 | 0.30313 | 0.021709 | 0.032803 | 1.3 | 3.1 | 0.33 | 0.94 |  | 100% | [8 empty] | 100% | 100% |  |  | 100% | [5 empty] | 100% |  |  |  | 100% |  |  | 100% |  |  | 100% | [6 empty] | Most widespread technology |  |  | Most widespread technology | [5 empty] | Most widespread fuel |  |  | Most widespread technology |  |  |  | Most widespread technology |  |  | Most widespread technology |  |  |  |  | Most widespread fuel |  |  | 73.3219 | 33.5836 | 36.0083 | 85.4567 | 3.8386 | 41.4131 | 3.7006 | 0.015065 | 4.289 | 0.001722
Residential sector | Appartment blocks | Appartment blocks | 1980 - 1989 | 41.09 | 27.6103 | 0.432 | 0.33865 | 0.08 | 0.28277 | 0.014562 | 0.041315 | 0.28703 | 0.020556 | 0.031061 | 0.74 | 2.6 | 0.9 | 0.83 |  | 100% | [8 empty] | 100% | 100% |  |  |  | 100% |  |  |  |  | 100% |  |  |  | 100% |  |  | 100% |  |  | 100% | [6 empty] | Most widespread technology |  |  | Most widespread technology | [5 empty] | Most widespread fuel |  |  | Most widespread technology |  |  |  | Most widespread technology |  |  | Most widespread technology |  |  |  |  | Most widespread fuel |  |  | 70.5768 | 32.783 | 36.0083 | 82.2573 | 3.7471 | 41.4131 | 3.4282 | 0.014162 | 3.9728 | 0.0016187
Residential sector | Appartment blocks | Appartment blocks | 1990 - 1999 | 40.395 | 27.1431 | 0.427 | 0.33292 | 0.08 | 0.27799 | 0.014315 | 0.040616 | 0.28217 | 0.020208 | 0.030536 | 0.18 | 1.6 | 0.5 | 0.65 | 100% | [7 empty] | 100% |  |  |  | 100% |  |  | 100% |  |  |  |  | 100% |  |  |  | 100% |  |  | 100% |  |  | 100% | [6 empty] | Most widespread technology |  |  | Most widespread technology | [5 empty] | Most widespread fuel |  |  | Most widespread technology |  |  |  | Most widespread technology |  |  | Most widespread technology |  |  |  |  | Most widespread fuel |  |  | 67.8317 | 31.9824 | 36.0083 | 79.0579 | 3.6556 | 41.4131 | 3.2957 | 0.013656 | 3.8188 | 0.0015609
Residential sector | Appartment blocks | Appartment blocks | 2000 - 2010 | 68.59 | 46.0958 | 0.63 | 0.56529 | 0.09 | 0.47202 | 0.024307 | 0.068965 | 0.47913 | 0.034313 | 0.051849 | 0.185 | 1.5 | 0.6 | 0.51 | 100% | [5 empty] | 100% | 100% |  |  |  |  | 100% |  |  | 100% |  |  |  |  | 100% |  |  |  | 100% | 100% |  | 100% |  |  | 100% | [6 empty] | Most widespread technology |  |  | Most widespread technology | [5 empty] | Most widespread fuel |  |  | Most widespread technology |  |  |  | Most widespread technology |  |  | Most widespread technology |  |  |  |  | Most widespread fuel |  |  | 62.3415 | 30.3811 | 36.0083 | 72.6591 | 3.4726 | 41.4131 | 5.3435 | 0.01914 | 6.1898 | 0.0021877
Residential sector | Appartment blocks | Appartment blocks | Post 2010 | 29.08 | 19.5372 | 0.34553 | 0.23966 | 0.05 | 0.20012 | 0.010306 | 0.029239 | 0.20313 | 0.014548 | 0.021982 | 0.19 | 1.4 | 0.5 | 0.43 | 100% | [5 empty] | 100% | 100% |  |  |  |  | 100% |  |  | 100% |  |  |  |  | 100% |  |  |  | 100% | 100% |  | 100% |  |  | 100% | [6 empty] | Most widespread technology |  |  | Most widespread technology | [5 empty] | Most widespread fuel |  |  | Most widespread technology |  |  |  | Most widespread technology |  |  | Most widespread technology |  |  |  |  | Most widespread fuel |  |  | 57.6024 | 30.3724 | 36.0083 | 67.1356 | 3.4716 | 41.4131 | 2.1725 | 0.010495 | 2.5159 | 0.0011995
Service sector | Total | Total |  |  |  |  | 2.6462 | 0.881 | 1.2389 | 1.394 | 0
Service sector | Total | Total | Before 1945 | 110.3154 | 110.3154 | 21.2454 | 0.81183 | 0.28078 | 0.38125 | 0.42713 | 0 | 0.73884 | 0.072988 | 0 | 1.3 | 4.7 | 1 | 1.6 | [64 empty] | 93.0593 | 68.8902 | 2.5254 | 239.1625 | 26.1783 | 3.7881 | 10.5445 | 1.5136 | 28.5912 | 0.56617 | 110.3154 | 21.71% | 27.39% | 27.82% | 0.9075% | 10.79% | 11.38% | 100% |  | 5.693% | 7.488% | 1.813% | 0.8955% | 7.759% | 4.902%
Service sector | Total | Total | 1945 - 1969 | 109.7901 | 109.7901 | 21.1445 | 0.74568 | 0.24301 | 0.34828 | 0.39379 | 0 | 0.68002 | 0.065658 | 0 | 1.05 | 3.7 | 0.9 | 1.2 | [64 empty] | 62.4614 | 77.5505 | 2.4268 | 160.5257 | 29.4692 | 3.6402 | 7.1241 | 1.6398 | 18.0238 | 0.62311 | 109.7901 | 16.51% | 28.65% | 29.13% | 0.6664% | 11.33% | 13.71% | 100% |  | 4.311% | 14.55% | 2.414% | 1.056% | 10.36% | 8.81%
Service sector | Total | Total | 1970 - 1979 | 42.8475 | 42.8475 | 9.3332 | 0.28419 | 0.095026 | 0.13313 | 0.14954 | 0 | 0.25889 | 0.025293 | -9.3675e-17 | 0.925 | 2.6 | 0.7 | 1.15 | [64 empty] | 53.4346 | 78.2969 | 2.5136 | 137.3268 | 29.7528 | 3.7704 | 2.3972 | 0.73076 | 6.0457 | 0.27769 | 42.8475 | 16.2% | 27.45% | 31.39% | 3.662% | 10.07% | 11.23% | 100% |  | 3.498% | 9.376% | 2.276% | 4.33% | 6.856% | 4.674%
Service sector | Total | Total | 1980 - 1989 | 48.6234 | 48.6234 | 10.3172 | 0.3193 | 0.1082 | 0.14973 | 0.16791 | 0 | 0.29075 | 0.028555 | 4.5103e-17 | 0.8 | 2.45 | 0.5 | 1.1 | [64 empty] | 53.8433 | 75.3854 | 2.524 | 138.3774 | 28.6464 | 3.786 | 2.7408 | 0.77777 | 6.9125 | 0.29555 | 48.6234 | 16.71% | 26.51% | 30.31% | 3.484% | 11.03% | 11.96% | 100% |  | 3.161% | 5.346% | 1.84% | 2.856% | 5.476% | 3.965%
Service sector | Total | Total | 1990 - 1999 | 38.1883 | 38.1883 | 8.5395 | 0.25509 | 0.084448 | 0.11945 | 0.13422 | 0 | 0.23247 | 0.022625 | 2.7756e-17 | 0.6 | 2.3 | 0.3 | 1 | [64 empty] | 55.1881 | 72.6824 | 2.496 | 141.8333 | 27.6193 | 3.744 | 2.2029 | 0.62067 | 5.5593 | 0.23585 | 38.1883 | 15.73% | 28.21% | 33.05% | 3.932% | 8.949% | 10.13% | 100% |  | 2.352% | 4.538% | 1.731% | 2.361% | 3.363% | 2.599%
Service sector | Total | Total | 2000 - 2010 | 17.0581 | 17.0581 | 4.9397 | 0.11229 | 0.031949 | 0.051988 | 0.059484 | 0 | 0.10281 | 0.0094803 | 0 | 0.45 | 2.1 | 0.275 | 0.7 | [64 empty] | 58.8736 | 80.6327 | 2.5129 | 151.3051 | 30.6404 | 3.7694 | 1.0471 | 0.3983 | 2.6453 | 0.15135 | 17.0581 | 7.054% | 35.72% | 42.72% | 6.546% | 5.418% | 2.54% | 100% |  | 0.5068% | 2.259% | 1.233% | 1.799% | 0.8984% | 0.2849%
Service sector | Total | Total | Post 2010 | 16.8656 | 16.8656 | 4.5002 | 0.11778 | 0.037585 | 0.055072 | 0.061922 | 0 | 0.10746 | 0.010324 | 0 | 0.3 | 1.7 | 0.25 | 0.45 | [64 empty] | 55.0658 | 65.6744 | 2.4755 | 141.519 | 24.9563 | 3.7133 | 0.97047 | 0.29555 | 2.4494 | 0.11231 | 16.8656 | 13.64% | 31.96% | 41.38% | 6.45% | 5.023% | 1.541% | 100% |  | 1.66% | 3.908% | 5.412% | 4.938% | 2.084% | 0.3479%
Service sector | Offices | Offices |  |  |  |  | 0.96959 | 0.478 | 0.47355 | 0.49604 | 0
Service sector | Offices | Offices | Before 1945 | 23.9511 | 23.9511 | 4.4985 | 0.34841 | 0.17176 | 0.17016 | 0.17824 | 0 | 0.31235 | 0.03606 | 0 | 1.3 | 4.7 | 1 | 1.6 | [64 empty] | 105.3883 | 40.7574 | 2.671 | 270.8479 | 15.4878 | 4.0065 | 2.5881 | 0.17335 | 8.3731 | 0.079672
Service sector | Offices | Offices | 1945 - 1969 | 18.1267 | 18.1267 | 3.4948 | 0.26368 | 0.12999 | 0.12878 | 0.1349 | 0 | 0.23639 | 0.027291 | 0 | 1.05 | 3.7 | 0.9 | 1.2 | [64 empty] | 72.6756 | 37.9043 | 2.1926 | 186.7764 | 14.4036 | 3.2889 | 1.3571 | 0.13247 | 3.4453 | 0.050338
Service sector | Offices | Offices | 1970 - 1979 | 6.9407 | 6.9407 | 1.5892 | 0.10096 | 0.049774 | 0.049311 | 0.051653 | 0 | 0.090514 | 0.01045 | 0 | 0.925 | 2.6 | 0.7 | 1.15 | [64 empty] | 59.9876 | 36.5625 | 2.1926 | 154.1682 | 13.8938 | 3.2889 | 0.43157 | 0.058104 | 1.0929 | 0.022079
Service sector | Offices | Offices | 1980 - 1989 | 8.1248 | 8.1248 | 1.7909 | 0.11819 | 0.058265 | 0.057723 | 0.060465 | 0 | 0.10596 | 0.012232 | 0 | 0.8 | 2.45 | 0.5 | 1.1 | [64 empty] | 60.1387 | 35.2207 | 2.1926 | 154.5563 | 13.3839 | 3.2889 | 0.50643 | 0.063076 | 1.2825 | 0.023969
Service sector | Offices | Offices | 1990 - 1999 | 6.0069 | 6.0069 | 1.4301 | 0.08738 | 0.043078 | 0.042677 | 0.044704 | 0 | 0.078336 | 0.0090439 | 0 | 0.6 | 2.3 | 0.3 | 1 | [64 empty] | 60.2897 | 32.158 | 2.1926 | 154.9445 | 12.2201 | 3.2889 | 0.37533 | 0.045989 | 0.9505 | 0.017476
Service sector | Offices | Offices | 2000 - 2010 | 1.2033 | 1.2033 | 0.61172 | 0.017504 | 0.0086294 | 0.008549 | 0.0089551 | 0 | 0.015692 | 0.0018117 | 0 | 0.45 | 2.1 | 0.275 | 0.7 | [64 empty] | 60.5918 | 29.2638 | 2.1926 | 155.7209 | 11.1203 | 3.2889 | 0.075549 | 0.017901 | 0.19134 | 0.0068025
Service sector | Offices | Offices | Post 2010 | 2.3007 | 2.3007 | 0.84702 | 0.033468 | 0.016499 | 0.016346 | 0.017122 | 0 | 0.030004 | 0.0034639 | 0 | 0.3 | 1.7 | 0.25 | 0.45 | [64 empty] | 56.7336 | 28.9429 | 2.1926 | 145.8054 | 10.9983 | 3.2889 | 0.13557 | 0.024515 | 0.34303 | 0.0093157
Service sector | Trade | Trade |  |  |  |  | 1.5796 | 0.306 | 0.70291 | 0.87666 | 0
Service sector | Trade | Trade | Before 1945 | 30.2176 | 30.2176 | 5.5547 | 0.43956 | 0.085154 | 0.19561 | 0.24396 | 0 | 0.4066 | 0.032967 | 0 | 1.3 | 4.7 | 1 | 1.6 | [64 empty] | 120.9247 | 69.6486 | 3.1494 | 310.7764 | 26.4665 | 4.7241 | 3.7492 | 0.37688 | 9.5337 | 0.14701
Service sector | Trade | Trade | 1945 - 1969 | 31.4594 | 31.4594 | 5.7662 | 0.45763 | 0.088653 | 0.20364 | 0.25398 | 0 | 0.4233 | 0.034322 | 0 | 1.05 | 3.7 | 0.9 | 1.2 | [64 empty] | 75.0061 | 87.0608 | 3.1494 | 192.7657 | 33.0831 | 4.7241 | 2.4587 | 0.50201 | 6.2129 | 0.19077
Service sector | Trade | Trade | 1970 - 1979 | 11.7636 | 11.7636 | 2.4108 | 0.17112 | 0.03315 | 0.076148 | 0.094972 | 0 | 0.15829 | 0.012834 | 0 | 0.925 | 2.6 | 0.7 | 1.15 | [64 empty] | 65.7706 | 87.9314 | 3.1494 | 169.0304 | 33.4139 | 4.7241 | 0.81075 | 0.21199 | 2.044 | 0.080554
Service sector | Trade | Trade | 1980 - 1989 | 12.8899 | 12.8899 | 2.6027 | 0.1875 | 0.036324 | 0.083439 | 0.10406 | 0 | 0.17344 | 0.014063 | 0 | 0.8 | 2.45 | 0.5 | 1.1 | [64 empty] | 67.2595 | 94.9659 | 3.1494 | 172.8569 | 36.0871 | 4.7241 | 0.90756 | 0.24717 | 2.289 | 0.093923
Service sector | Trade | Trade | 1990 - 1999 | 10.772 | 10.772 | 2.2419 | 0.1567 | 0.030356 | 0.06973 | 0.086967 | 0 | 0.14494 | 0.011752 | 0 | 0.6 | 2.3 | 0.3 | 1 | [64 empty] | 68.7484 | 102.0004 | 3.1494 | 176.6834 | 38.7602 | 4.7241 | 0.77449 | 0.22867 | 1.9541 | 0.086896
Service sector | Trade | Trade | 2000 - 2010 | 6.0936 | 6.0936 | 1.4448 | 0.088641 | 0.017172 | 0.039445 | 0.049196 | 0 | 0.081993 | 0.006648 | 0 | 0.45 | 2.1 | 0.275 | 0.7 | [64 empty] | 71.7262 | 103.0204 | 3.1494 | 184.3363 | 39.1478 | 4.7241 | 0.45626 | 0.14885 | 1.1521 | 0.056562
Service sector | Trade | Trade | Post 2010 | 5.3908 | 5.3908 | 2.8636 | 0.078418 | 0.015191 | 0.034896 | 0.043522 | 0 | 0.072537 | 0.0058814 | 0 | 0.3 | 1.7 | 0.25 | 0.45 | [64 empty] | 67.7558 | 80.4829 | 3.1494 | 174.1324 | 30.5835 | 4.7241 | 0.38224 | 0.23047 | 0.96419 | 0.087577
Service sector | Education | Education |  |  |  |  | 0.055 | 0.055 | 0.041734 | 0 | 0
Service sector | Education | Education | Before 1945 | 30.6924 | 30.6924 | 5.6356 | 0.014337 | 0.014337 | 0.010879 | 0 | 0 | 0.011957 | 0.0023799 | 0 | 1.3 | 4.7 | 1 | 1.6 | [64 empty] | 61.4549 | 80.4829 | 1.1561 | 157.9392 | 30.5835 | 1.7342 | 1.9217 | 0.45357 | 4.9008 | 0.17236
Service sector | Education | Education | 1945 - 1969 | 31.9792 | 31.9792 | 5.8548 | 0.014938 | 0.014938 | 0.011335 | 0 | 0 | 0.012458 | 0.0024797 | 0 | 1.05 | 3.7 | 0.9 | 1.2 | [64 empty] | 47.7311 | 87.7263 | 1.1561 | 122.6691 | 33.336 | 1.7342 | 1.5634 | 0.51362 | 3.9783 | 0.19518
Service sector | Education | Education | 1970 - 1979 | 13.4482 | 13.4482 | 2.6978 | 0.0062818 | 0.0062818 | 0.0047666 | 0 | 0 | 0.005239 | 0.0010428 | 0 | 0.925 | 2.6 | 0.7 | 1.15 | [64 empty] | 41.5166 | 88.6036 | 1.1561 | 106.6977 | 33.6694 | 1.7342 | 0.57387 | 0.23903 | 1.4582 | 0.090833
Service sector | Education | Education | 1980 - 1989 | 14.7382 | 14.7382 | 2.9176 | 0.0068844 | 0.0068844 | 0.0052239 | 0 | 0 | 0.0057416 | 0.0011428 | 0 | 0.8 | 2.45 | 0.5 | 1.1 | [64 empty] | 43.5234 | 76.6421 | 1.1561 | 111.8551 | 29.124 | 1.7342 | 0.65849 | 0.22361 | 1.6741 | 0.084971
Service sector | Education | Education | 1990 - 1999 | 12.6203 | 12.6203 | 2.5568 | 0.0058951 | 0.0058951 | 0.0044732 | 0 | 0 | 0.0049165 | 0.00097859 | 0 | 0.6 | 2.3 | 0.3 | 1 | [64 empty] | 45.5302 | 64.6806 | 1.1561 | 117.0125 | 24.5786 | 1.7342 | 0.5892 | 0.16537 | 1.4986 | 0.062842
Service sector | Education | Education | 2000 - 2010 | 7.2873 | 7.2873 | 1.6482 | 0.003404 | 0.003404 | 0.0025829 | 0 | 0 | 0.0028389 | 0.00056506 | 0 | 0.45 | 2.1 | 0.275 | 0.7 | [64 empty] | 49.5437 | 73.7359 | 1.1561 | 127.3274 | 28.0196 | 1.7342 | 0.36946 | 0.12153 | 0.9405 | 0.046182
Service sector | Education | Education | Post 2010 | 6.9792 | 6.9792 | 3.4483 | 0.0032601 | 0.0032601 | 0.0024737 | 0 | 0 | 0.0027189 | 0.00054117 | 0 | 0.3 | 1.7 | 0.25 | 0.45 | [64 empty] | 45.651 | 66.8627 | 1.1561 | 117.3231 | 25.4078 | 1.7342 | 0.32668 | 0.23056 | 0.83093 | 0.087614
Service sector | Health | Health |  |  |  |  | 0.017 | 0.017 | 0.0089114 | 0.0080886 | 0
Service sector | Health | Health | Before 1945 | 1.0012 | 1.0012 | 0.57728 | 0.0019558 | 0.0019558 | 0.0010252 | 0.00093055 | 0 | 0.0016311 | 0.00032465 | 0 | 1.3 | 4.7 | 1 | 1.6 | [64 empty] | 94.9444 | 80.4829 | 7.2556 | 244.0072 | 30.5835 | 10.8834 | 0.10232 | 0.046461 | 0.25518 | 0.017655
Service sector | Health | Health | 1945 - 1969 | 0.73161 | 0.73161 | 0.53136 | 0.0014292 | 0.0014292 | 0.00074919 | 0.00068002 | 0 | 0.001192 | 0.00023725 | 0 | 1.05 | 3.7 | 0.9 | 1.2 | [64 empty] | 66.72 | 74.8491 | 7.2556 | 171.4705 | 28.4426 | 10.8834 | 0.054122 | 0.039772 | 0.13341 | 0.015113
Service sector | Health | Health | 1970 - 1979 | 1.5691 | 1.5691 | 0.26732 | 0.0030653 | 0.0030653 | 0.0016068 | 0.0014585 | 0 | 0.0025564 | 0.00050883 | 0 | 0.925 | 2.6 | 0.7 | 1.15 | [64 empty] | 55.7583 | 75.5976 | 7.2556 | 143.2987 | 28.7271 | 10.8834 | 0.098876 | 0.020209 | 0.24193 | 0.0076793
Service sector | Health | Health | 1980 - 1989 | 1.6943 | 1.6943 | 0.28864 | 0.0033097 | 0.0033097 | 0.001735 | 0.0015748 | 0 | 0.0027603 | 0.00054942 | 0 | 0.8 | 2.45 | 0.5 | 1.1 | [64 empty] | 55.5187 | 66.9038 | 7.2556 | 142.6832 | 25.4235 | 10.8834 | 0.10636 | 0.019311 | 0.26018 | 0.0073382
Service sector | Health | Health | 1990 - 1999 | 1.5017 | 1.5017 | 0.25584 | 0.0029336 | 0.0029336 | 0.0015378 | 0.0013958 | 0 | 0.0024466 | 0.00048698 | 0 | 0.6 | 2.3 | 0.3 | 1 | [64 empty] | 55.2792 | 58.2101 | 7.2556 | 142.0676 | 22.1198 | 10.8834 | 0.093911 | 0.014892 | 0.22969 | 0.0056591
Service sector | Health | Health | 2000 - 2010 | 1.1167 | 1.1167 | 0.19024 | 0.0021814 | 0.0021814 | 0.0011435 | 0.0010379 | 0 | 0.0018193 | 0.00036212 | 0 | 0.45 | 2.1 | 0.275 | 0.7 | [64 empty] | 54.8002 | 65.7774 | 7.2556 | 140.8365 | 24.9954 | 10.8834 | 0.069296 | 0.012514 | 0.16942 | 0.0047551
Service sector | Health | Health | Post 2010 | 1.0878 | 1.0878 | 0.40047 | 0.002125 | 0.002125 | 0.0011139 | 0.0010111 | 0 | 0.0017723 | 0.00035275 | 0 | 0.3 | 1.7 | 0.25 | 0.45 | [64 empty] | 53.8421 | 60.6923 | 7.2556 | 138.3742 | 23.0631 | 10.8834 | 0.066462 | 0.024306 | 0.16236 | 0.0092361
Service sector | Hotels and Restaurants | Hotels and Restaurants |  |  |  |  | 0.023 | 0.023 | 0.011001 | 0.011999 | 0
Service sector | Hotels and Restaurants | Hotels and Restaurants | Before 1945 | 11.9003 | 11.9003 | 2.4341 | 0.0069821 | 0.0069821 | 0.0033395 | 0.0036426 | 0 | 0.0058231 | 0.001159 | 0 | 1.3 | 4.7 | 1 | 1.6 | [64 empty] | 107.7188 | 80.4829 | 3.6278 | 276.8372 | 30.5835 | 5.4417 | 1.3251 | 0.1959 | 3.3592 | 0.074443
Service sector | Hotels and Restaurants | Hotels and Restaurants | 1945 - 1969 | 12.4374 | 12.4374 | 2.5256 | 0.0072973 | 0.0072973 | 0.0034903 | 0.003807 | 0 | 0.0060859 | 0.0012113 | 0 | 1.05 | 3.7 | 0.9 | 1.2 | [64 empty] | 70.7767 | 78.0684 | 3.6278 | 181.8962 | 29.666 | 5.4417 | 0.9254 | 0.19717 | 2.33 | 0.074924
Service sector | Hotels and Restaurants | Hotels and Restaurants | 1970 - 1979 | 4.3127 | 4.3127 | 1.1414 | 0.0025303 | 0.0025303 | 0.0012103 | 0.0013201 | 0 | 0.0021103 | 0.00042003 | 0 | 0.925 | 2.6 | 0.7 | 1.15 | [64 empty] | 57.5708 | 78.8491 | 3.6278 | 147.9571 | 29.9626 | 5.4417 | 0.26393 | 0.090001 | 0.66156 | 0.034201
Service sector | Hotels and Restaurants | Hotels and Restaurants | 1980 - 1989 | 5.362 | 5.362 | 1.3202 | 0.003146 | 0.003146 | 0.0015047 | 0.0016413 | 0 | 0.0026237 | 0.00052223 | 0 | 0.8 | 2.45 | 0.5 | 1.1 | [64 empty] | 57.9593 | 69.7814 | 3.6278 | 148.9553 | 26.5169 | 5.4417 | 0.33023 | 0.092125 | 0.82787 | 0.035008
Service sector | Hotels and Restaurants | Hotels and Restaurants | 1990 - 1999 | 3.4174 | 3.4174 | 0.98892 | 0.0020051 | 0.0020051 | 0.00095902 | 0.001046 | 0 | 0.0016722 | 0.00033284 | 0 | 0.6 | 2.3 | 0.3 | 1 | [64 empty] | 58.3477 | 60.7138 | 3.6278 | 149.9535 | 23.0712 | 5.4417 | 0.2118 | 0.060041 | 0.53105 | 0.022816
Service sector | Hotels and Restaurants | Hotels and Restaurants | 2000 - 2010 | 0.92414 | 0.92414 | 0.56416 | 0.00054221 | 0.00054221 | 0.00025934 | 0.00028287 | 0 | 0.00045221 | 9.0007e-05 | 0 | 0.45 | 2.1 | 0.275 | 0.7 | [64 empty] | 59.1245 | 68.6066 | 3.6278 | 151.9499 | 26.0705 | 5.4417 | 0.057992 | 0.038705 | 0.14545 | 0.014708
Service sector | Hotels and Restaurants | Hotels and Restaurants | Post 2010 | 0.84713 | 0.84713 | 1.1908 | 0.00049703 | 0.00049703 | 0.00023773 | 0.0002593 | 0 | 0.00041452 | 8.2507e-05 | 0 | 0.3 | 1.7 | 0.25 | 0.45 | [64 empty] | 54.9124 | 63.2616 | 3.6278 | 141.1249 | 24.0394 | 5.4417 | 0.049591 | 0.075331 | 0.12416 | 0.028626
Service sector | Other non-residential buildings | Other non-residential buildings |  |  |  |  | 0.002 | 0.002 | 0.0008 | 0.0012 | 0
Service sector | Other non-residential buildings | Other non-residential buildings | Before 1945 | 12.5529 | 12.5529 | 2.5453 | 0.00058659 | 0.00058659 | 0.00023464 | 0.00035196 | 0 | 0.00048922 | 9.7375e-05 | 0 | 1.3 | 4.7 | 1 | 1.6 | [64 empty] | 65.6843 | 80.4829 | 2.671 | 168.8086 | 30.5835 | 4.0065 | 0.85806 | 0.20485 | 2.1693 | 0.077844
Service sector | Other non-residential buildings | Other non-residential buildings | 1945 - 1969 | 15.0558 | 15.0558 | 2.9717 | 0.00070355 | 0.00070355 | 0.00028142 | 0.00042213 | 0 | 0.00058676 | 0.00011679 | 0 | 1.05 | 3.7 | 0.9 | 1.2 | [64 empty] | 48.1627 | 83.501 | 2.671 | 123.7782 | 31.7304 | 4.0065 | 0.76534 | 0.24814 | 1.9239 | 0.094293
Service sector | Other non-residential buildings | Other non-residential buildings | 1970 - 1979 | 4.8132 | 4.8132 | 1.2267 | 0.00022492 | 0.00022492 | 8.9969e-05 | 0.00013495 | 0 | 0.00018758 | 3.7337e-05 | 0 | 0.925 | 2.6 | 0.7 | 1.15 | [64 empty] | 42.671 | 86.5191 | 2.671 | 109.6646 | 32.8773 | 4.0065 | 0.21824 | 0.10613 | 0.54713 | 0.040331
Service sector | Other non-residential buildings | Other non-residential buildings | 1980 - 1989 | 5.8144 | 5.8144 | 1.3973 | 0.0002717 | 0.0002717 | 0.00010868 | 0.00016302 | 0 | 0.0002266 | 4.5103e-05 | 0 | 0.8 | 2.45 | 0.5 | 1.1 | [64 empty] | 37.1794 | 92.5553 | 2.671 | 95.551 | 35.171 | 4.0065 | 0.23171 | 0.12933 | 0.57887 | 0.049144
Service sector | Other non-residential buildings | Other non-residential buildings | 1990 - 1999 | 3.8698 | 3.8698 | 1.066 | 0.00018084 | 0.00018084 | 7.2335e-05 | 0.0001085 | 0 | 0.00015082 | 3.0019e-05 | 0 | 0.6 | 2.3 | 0.3 | 1 | [64 empty] | 38.1935 | 96.2575 | 2.671 | 98.1574 | 36.5779 | 4.0065 | 0.15814 | 0.10261 | 0.39536 | 0.038992
Service sector | Other non-residential buildings | Other non-residential buildings | 2000 - 2010 | 0.43319 | 0.43319 | 0.48052 | 2.0243e-05 | 2.0243e-05 | 8.0972e-06 | 1.2146e-05 | 0 | 1.6883e-05 | 3.3603e-06 | 0 | 0.45 | 2.1 | 0.275 | 0.7 | [64 empty] | 40.2219 | 88.3702 | 2.671 | 103.3703 | 33.5807 | 4.0065 | 0.018581 | 0.042464 | 0.046515 | 0.016136
Service sector | Other non-residential buildings | Other non-residential buildings | Post 2010 | 0.25992 | 0.25992 | 0.9746 | 1.2146e-05 | 1.2146e-05 | 4.8583e-06 | 7.2874e-06 | 0 | 1.013e-05 | 2.0162e-06 | 0 | 0.3 | 1.7 | 0.25 | 0.45 | [64 empty] | 35.5265 | 80.4829 | 2.671 | 91.303 | 30.5835 | 4.0065 | 0.0099281 | 0.078439 | 0.024772 | 0.029807
0.002
0.227%
Estimated
Note on U2: TABULA, TABULA WebTool, 2017 http://webtool.building-typology.eu/#bm
Note on AF2: TABULA, TABULA WebTool, 2017 http://webtool.building-typology.eu/#bm
Note on AN2: TABULA, TABULA WebTool, 2017 http://webtool.building-typology.eu/#bm
Note on AU2: TABULA, TABULA WebTool, 2017 http://webtool.building-typology.eu/#bm
Note on BD2: SPezzutto: TABULA, TABULA WebTool, 2017 http://webtool.building-typology.eu/#bm
Note on BR2: SPezzutto: TABULA, TABULA WebTool, 2017 http://webtool.building-typology.eu/#bm
Note on BT2: SPezzutto: TABULA, TABULA WebTool, 2017 http://webtool.building-typology.eu/#bm
Following information have been retrieved by experts questioning and relate to Eastern Europe (Poland, Czech Republic, Hungary, Slovenia, Slovakia, Croatia, Bulgaria, Romania)
OFFICES
Construction materials:
Walls: in the majority of the cases BRICKS were used and INSULATION is present only in few cases.
Windows: in the majority of the cases WOOD was used . LOW-EMITTANCE GLASS is present only in few cases.
Roofs: in the majority of the cases CONCRETE ans METALLIC ROOF BOARDS were used and INSULATION in most of the cases is not present.
Floors: in the majority of the cases CONCRETE was used and INSULATION is present only in few cases.
Construction methodologies:
Walls: the most common methodology is SOLID WALL.
Windows: DOUBLE GLAZING is the most common.
Roofs: FLAT ROOF is the most common.
Floors: CONCRETE SLAB is the most common.
TRADE
Construction materials:
Walls: in the majority of the cases BRICKS were used and INSULATION is present only in few cases.
Windows: in the majority of the cases WOOD was used . LOW-EMITTANCE GLASS is present only in few cases.
Roofs: in the majority of the cases CONCRETE was used and INSULATION in most of the cases is not present.
Floors: in the majority of the cases CONCRETE was used and INSULATION is present only in few cases.
Construction methodologies:
Walls: the most common methodology is SOLID WALL.
Windows: DOUBLE GLAZING is the most common.
Roofs: FLAT ROOF is the most common.
Floors: CONCRETE SLAB is the most common.
EDUCATION
Construction materials:
Walls: in the majority of the cases BRICKS were used and INSULATION is present only in few cases.
Windows: in the majority of the cases SYNTHETIC was used . LOW-EMITTANCE GLASS is present only in few cases.
Roofs: in the majority of the cases CONCRETE ans TILES were used and INSULATION in most of the cases is not present.
Floors: in the majority of the cases CONCRETE was used and INSULATION is present only in few cases.
Construction methodologies:
Walls: the most common methodology is SOLID WALL.
Windows: DOUBLE GLAZING is the most common.
Roofs: FLAT ROOF is the most common.
Floors: CONCRETE SLAB is the most common.
HEALTH
Construction materials:
Walls: in the majority of the cases BRICKS were used and INSULATION is present only in few cases.
Windows: in the majority of the cases WOOD was used . LOW-EMITTANCE GLASS is present only in few cases.
Roofs: in the majority of the cases CONCRETE ans METALLIC ROOF BOARDS were used and INSULATION in most of the cases is not present.
Floors: in the majority of the cases CONCRETE was used and INSULATION is present only in few cases.
Construction methodologies:
Walls: the most common methodology is SOLID WALL.
Windows: DOUBLE GLAZING is the most common.
Roofs: FLAT ROOF is the most common.
Floors: CONCRETE SLAB is the most common.
HOTELS AND RESTAURANTS
Construction materials:
Walls: in the majority of the cases BRICKS were used and INSULATION is present only in few cases.
Windows: about 50% of the frames are made of SYNTHETIC/PVC material and the other 50% of ALUMINIUM. LOW-EMITTANCE GLASS is present only in few cases.
Roofs: in the majority of the cases CONCRETE ans BRICKS were used and INSULATION is most times not present.
Floors: in the majority of the cases CONCRETE was used and INSULATION is present only in few cases.
Construction methodologies:
Walls: the most common methodology is SOLID WALL.
Windows: DOUBLE GLAZING is the most common.
Roofs: FLAT ROOF is the most common.
Floors: CONCRETE SLAB is the most common.
OTHER NON RESIDENTIAL BUILDINGS
Construction materials:
Walls: in the majority of the cases BRICKS were used and INSULATION is present only in few cases.
Windows: in the majority of the cases WOOD was used . LOW-EMITTANCE GLASS is present only in few cases.
Roofs: in the majority of the cases CONCRETE ans METALLIC ROOF BOARDS were used and INSULATION in most of the cases is not present.
Floors: in the majority of the cases CONCRETE was used and INSULATION is present only in few cases.
Construction methodologies:
Walls: the most common methodology is SOLID WALL.
Windows: DOUBLE GLAZING is the most common.
Roofs: FLAT ROOF is the most common.
Floors: CONCRETE SLAB is the most common.
Following information have been retrieved by experts questioning and relate to Eastern Europe (Poland, Czech Republic, Hungary, Slovenia, Slovakia, Croatia, Bulgaria, Romania)
OFFICES
Space heating:
The most common is the non-condesing boiler, gas.
Space cooling:
Not present in most of the cases.
DHW:
The most common is the non-condesing boiler, gas.
TRADE
Space heating:
The most common is the non-condesing boiler, gas.
Space cooling:
Not present in most of the cases.
DHW:
The most common is the non-condesing boiler, gas.
EDUCATION
Space heating:
The most common is the non-condesing boiler, gas.
Space cooling:
Not present in most of the cases.
DHW:
The most common is the non-condesing boiler, gas.
HEALTH
Space heating:
The most common is the non-condesing boiler, gas.
Space cooling:
Present in most of the cases.
DHW:
The most common fuel used is gas.
HOTELS AND RESTAURANTS
Space heating:
The most common is the non-condesing boiler, gas.
Space cooling:
Not present in most of the cases.
DHW:
The most common is the non-condesing boiler, gas.
OTHER NON RESIDENTIAL BUILDINGS
Space heating:
The most common is the non-condesing boiler, gas.
Space cooling:
Not present in most of the cases.
DHW:
The most common is the non-condesing boiler, gas.

## Portugal
[19 empty] | WALLS | [10 empty] | WINDOWS | [7 empty] | ROOF | [6 empty] | FLOOR | [8 empty] | SPACE HEATING | [13 empty] | SPACE COOLING |  | DHW
|  |  |  | Area |  |  |  |  | Tenure/ownership status and distribution |  |  | Occupancy |  |  | Construction features (U-values) |  |  |  | construction material |  |  |  | construction methodology | [6 empty] | construction material |  |  | construction methodology |  |  |  |  | construction material | [6 empty] | construction material |  |  |  | construction methodology |  |  |  |  | individual | central | district heating | boiler |  | combined | stove | electric heating | heat pump | fossil fuels |  |  | electricity | biomass | no space cooling | space cooling | individual | central | district heating | boiler |  | Combined | Solar collectors | heat pump | fossil fuels |  |  | electricity | biomass | Useful energy demand |  |  | Final energy consumption |  |  | Total useful energy demand |  | Total final energy consumption
Sector | Subsector | Building type | Buidling age class | Covered area: constructed [Mm²] | Covered area: heated [Mm²] | Covered area: cooled [Mm²] | Number of dwellings/units [Mil.] | Number of buildings [Mil.] | Owner occupied - dwellings/units [Mil.] | Private rented - dwellings/units [Mil.] | Social housing - dwellings/units [Mil.] | Occupied [Mil.] | Vacant [Mil.] | Secondary dwellings/ units and others [Mil.] | Walls | Windows | Roof | Floor | brick | concrete | wood | other | solid wall |  | cavity wall |  | honeycomb bricks / hollow blocks wall |  | other | wood | synthetic / pvc | aluminium | single glazing | double glazing |  | triple glazing |  | wood | concrete | concrete + bricks | tilted roof |  | flat roof |  | wood | concrete | concrete + bricks | other | concrete slab |  | wooden floor (rafters + boards) |  | other |  |  |  | non-condensing | condensing |  |  |  |  | solid | liquid | gas | [7 empty] | non-condensing | condensing |  |  |  | solid | liquid | gas |  |  | Space heating [kWh/m² year] | Space cooling [kWh/m² year] | Domestic hot water [kWh/m² year] | Space heating [kWh/m² year] | Space cooling [kWh/m² year] | Domestic hot water [kWh/m² year] | Space heating+Domestic hot water [TWh/year] | Space cooling [TWh/year] | Space heating+Domestic hot water [TWh/year] | Space cooling [TWh/year]
|  |  |  | 62.0256 | [19 empty] | insulation |  | insulation |  | insulation | [6 empty] | low-e |  | low-e |  |  |  |  | insulation |  | insulation | [5 empty] | insulation |  | insulation
Residential sector | Total | Total |  | 436.26 |  |  | 7.0335 | 2.455 | 5.2681 | 0.87216 | 0.89326 | 1.64
Residential sector | Total | Total | Before 1945 | 63.55 | 35.004 | 2.4151 | 1.002 | 0.33 | 0.75051 | 0.12425 | 0.12726 | 0.6725 | 0.12525 | 0.20426 | 2 | 4.3 | 3.1 | 2.1 | 50% |  |  | 50% | 100% | [6 empty] | 50% |  | 50% | 100% |  |  |  |  | 56.86% | 34.01% | 9.115% | 66.66% |  | 33.33% |  | 34.27% | 50% | 15.73% |  | 65.73% |  | 34.27% |  |  |  | Most widespread technology |  | Most widespread technology | [7 empty] | Most widespread fuel |  |  | Most widespread technology |  |  | Most widespread technology |  | Most widespread technology | [6 empty] | Most widespread fuel |  |  | 125.2389 | 38.7517 | 22.088 | 173.7314 | 14.2761 | 25.8429 | 5.6903 | 0.093587 | 6.9136 | 0.034478 | 63.55 | 68.54% | 4.107% | 27.35% | 100% |  | 1.267% | 1.415% | 0.2085% | 2.532%
Residential sector | Total | Total | 1945 - 1969 | 56.55 | 31.1512 | 2.1874 | 0.911 | 0.32 | 0.68234 | 0.11296 | 0.1157 | 0.60603 | 0.11388 | 0.1911 | 1.5 | 4.2 | 3 | 2.05 | 50% | 50% |  |  | 100% | [8 empty] | 100% | 100% |  |  |  |  | 32.33% | 51.85% | 15.83% | 32.33% |  | 67.67% |  |  |  | 100% |  | 100% | [5 empty] | Most widespread technology |  | Most widespread technology | [7 empty] | Most widespread fuel |  |  | Most widespread technology |  |  | Most widespread technology |  | Most widespread technology | [6 empty] | Most widespread fuel |  |  | 103.3467 | 38.6814 | 22.2775 | 143.3626 | 14.2502 | 26.0647 | 4.4039 | 0.08461 | 5.9399 | 0.03117 | 56.55 | 64.65% | 3.696% | 31.65% | 100% |  | 1.204% | 1.436% | 0.2085% | 2.223%
Residential sector | Total | Total | 1970 - 1979 | 69.86 | 38.477 | 2.9194 | 1.1359 | 0.41 | 0.85078 | 0.14085 | 0.14426 | 0.76032 | 0.14199 | 0.23358 | 1.45 | 3.5 | 2.7 | 2.025 | 50% | 50% |  |  | 100% | [8 empty] | 100% | 100% |  |  |  |  | 62.8% | 3.664% | 33.54% | 62.8% |  | 37.2% |  |  | 62.8% | 37.2% |  | 100% | [5 empty] | Most widespread technology |  | Most widespread technology | [7 empty] | Most widespread fuel |  |  | Most widespread technology |  |  | Most widespread technology |  | Most widespread technology | [6 empty] | Most widespread fuel |  |  | 101.9741 | 39.04 | 22.3678 | 141.4585 | 14.3823 | 26.1703 | 5.394 | 0.11397 | 7.2712 | 0.041988 | 69.86 | 62.8% | 3.664% | 33.54% | 100% |  | 1.969% | 2.517% | 0.1554% | 3.402%
Residential sector | Total | Total | 1980 - 1989 | 71.96 | 39.6329 | 3.0349 | 1.1616 | 0.4 | 0.87002 | 0.14404 | 0.14752 | 0.79006 | 0.1452 | 0.22631 | 1.4 | 3.15 | 2.6 | 2.01 | 50% | 50% |  |  | 100% | [8 empty] | 100% | 100% | [6 empty] | 100% |  |  | 100% | 67.94% |  | 62.49% | 37.51% |  | 100% | [5 empty] | Most widespread technology |  | Most widespread technology | [7 empty] | Most widespread fuel |  |  | Most widespread technology |  |  | Most widespread technology |  | Most widespread technology | [6 empty] | Most widespread fuel |  |  | 94.434 | 40.2532 | 22.3826 | 130.9988 | 14.8293 | 26.1876 | 5.2633 | 0.12216 | 7.0763 | 0.045005 | 71.96 | 62.49% | 5.447% | 32.06% | 100% |  | 2.233% | 2.915% | 0.2293% | 4.264%
Residential sector | Total | Total | 1990 - 1999 | 74.72 | 41.152 | 3.1867 | 1.2206 | 0.52 | 0.9142 | 0.15135 | 0.15501 | 0.79463 | 0.15257 | 0.27336 | 1.2 | 2.97 | 2.4 | 2 | 50% | 50% |  |  | 100% | [8 empty] | 100% | 100% | [6 empty] | 100% |  |  | 100% | 65.51% |  | 62.54% | 37.46% |  | 100% | [5 empty] | Most widespread technology |  | Most widespread technology | [7 empty] | Most widespread fuel |  |  | Most widespread technology |  |  | Most widespread technology |  | Most widespread technology | [6 empty] | Most widespread fuel |  |  | 88.2652 | 36.135 | 22.3803 | 122.4415 | 13.3121 | 26.1849 | 5.2154 | 0.11515 | 6.9953 | 0.042422 | 74.72 | 62.54% | 2.971% | 34.49% | 100% |  | 2.581% | 3.69% | 0.3444% | 6.212%
Residential sector | Total | Total | 2000 - 2010 | 67.6 | 37.2331 | 2.7951 | 1.075 | 0.354 | 0.8052 | 0.1333 | 0.13653 | 0.7122 | 0.13438 | 0.22846 | 0.8 | 2.88 | 1.3 | 1.3 | 50% | 50% |  |  | 100% | [8 empty] | 100% | 100% | [6 empty] | 100% |  |  | 100% | 70.95% |  | 68.95% | 31.05% |  | 100% | [5 empty] | Most widespread technology |  | Most widespread technology | [7 empty] | Most widespread fuel |  |  | Most widespread technology |  |  | Most widespread technology |  | Most widespread technology | [6 empty] | Most widespread fuel |  |  | 66.2549 | 36.8265 | 22.0682 | 91.9088 | 13.5669 | 25.8198 | 3.8921 | 0.10293 | 5.1675 | 0.037921 | 67.6 | 68.95% | 1.997% | 29.05% | 100% |  | 2.041% | 2.902% | 0.1828% | 4.182%
Residential sector | Total | Total | Post 2010 | 32.02 | 17.6499 | 0.78925 | 0.52748 | 0.121 | 0.39508 | 0.065407 | 0.066989 | 0.32805 | 0.065934 | 0.13349 | 0.54 | 2.8 | 0.55 | 0.62 | 50% | 50% |  |  | 100% | [7 empty] | 100% |  |  | 100% | [5 empty] | 100% |  |  | 100% | 63.77% |  |  | 100% |  | 100% | 43.07% |  |  |  |  | Most widespread technology |  | Most widespread technology | [7 empty] | Most widespread fuel |  |  | Most widespread technology |  |  | Most widespread technology |  | Widespread technology |  |  | Widespread technology |  |  |  | Most widespread fuel |  |  | 59.3134 | 34.7109 | 22.6533 | 82.2795 | 12.7875 | 26.5043 | 1.7424 | 0.027396 | 2.3009 | 0.010093 | 32.02 | 56.93% | 6.839% | 36.23% | 100% |  | 1.357% | 1.967% | 0.1092% | 5.486%
Residential sector | Single family- Terraced houses | Single family- Terraced houses |  |  |  |  | 5.5902 | 2.12 | 4.1871 | 0.69319 | 0.70996
Residential sector | Single family- Terraced houses | Single family- Terraced houses | Before 1945 | 43.56 | 18.5823 | 1.8046 | 0.81499 | 0.29 | 0.61043 | 0.10106 | 0.1035 | 0.54954 | 0.10187 | 0.16358 | 2 | 4.3 | 3.1 | 2.1 | 50% |  |  | 50% | 100% | [6 empty] | 50% |  | 50% | 100% |  |  |  |  | 66.66% | 33.33% |  | 66.66% |  | 33.33% |  | 50% | 50% |  |  | 50% |  | 50% |  |  |  | Most widespread technology |  | Most widespread technology | [7 empty] | Most widespread fuel |  |  | Most widespread technology |  |  | Most widespread technology |  | Most widespread technology | [6 empty] | Most widespread fuel |  |  | 136.1586 | 38.7517 | 20.5565 | 188.8792 | 14.2761 | 24.0511 | 3.368 | 0.069929 | 3.7475 | 0.025762
Residential sector | Single family- Terraced houses | Single family- Terraced houses | 1945 - 1969 | 36.56 | 15.5972 | 1.5769 | 0.72711 | 0.28 | 0.5446 | 0.090161 | 0.092343 | 0.49028 | 0.090888 | 0.14594 | 1.5 | 4.2 | 3 | 2.05 | 50% | 50% |  |  | 100% | [8 empty] | 100% | 100% |  |  |  |  | 50% | 50% |  | 50% |  | 50% |  |  |  | 100% |  | 100% | [5 empty] | Most widespread technology |  | Most widespread technology | [7 empty] | Most widespread fuel |  |  | Most widespread technology |  |  | Most widespread technology |  | Most widespread technology | [6 empty] | Most widespread fuel |  |  | 116.7941 | 39.9142 | 20.5565 | 162.0168 | 14.7044 | 24.0511 | 2.5299 | 0.062939 | 3.4063 | 0.023187
Residential sector | Single family- Terraced houses | Single family- Terraced houses | 1970 - 1979 | 43.87 | 18.7145 | 1.9789 | 0.89724 | 0.35 | 0.67203 | 0.11126 | 0.11395 | 0.60499 | 0.11215 | 0.18009 | 1.45 | 3.5 | 2.7 | 2.025 | 50% | 50% |  |  | 100% | [8 empty] | 100% | 100% |  |  |  |  | 100% |  |  | 100% |  |  |  |  | 100% |  |  | 100% | [5 empty] | Most widespread technology |  | Most widespread technology | [7 empty] | Most widespread fuel |  |  | Most widespread technology |  |  | Most widespread technology |  | Most widespread technology | [6 empty] | Most widespread fuel |  |  | 116.1267 | 38.7517 | 20.5565 | 161.091 | 14.2761 | 24.0511 | 3.0234 | 0.076686 | 4.0699 | 0.028251
Residential sector | Single family- Terraced houses | Single family- Terraced houses | 1980 - 1989 | 44.97 | 19.1835 | 2.0394 | 0.89971 | 0.33 | 0.67388 | 0.11156 | 0.11426 | 0.60666 | 0.11246 | 0.18058 | 1.4 | 3.15 | 2.6 | 2.01 | 50% | 50% |  |  | 100% | [8 empty] | 100% | 100% | [6 empty] | 100% |  |  | 100% | 100% |  | 100% |  |  | 100% | [5 empty] | Most widespread technology |  | Most widespread technology | [7 empty] | Most widespread fuel |  |  | Most widespread technology |  |  | Most widespread technology |  | Most widespread technology | [6 empty] | Most widespread fuel |  |  | 107.4506 | 40.6893 | 20.5565 | 149.0555 | 14.9899 | 24.0511 | 2.9355 | 0.082982 | 3.941 | 0.03057
Residential sector | Single family- Terraced houses | Single family- Terraced houses | 1990 - 1999 | 46.73 | 19.9341 | 2.1362 | 0.96959 | 0.45 | 0.72622 | 0.12023 | 0.12314 | 0.65378 | 0.1212 | 0.19461 | 1.2 | 2.97 | 2.4 | 2 | 50% | 50% |  |  | 100% | [8 empty] | 100% | 100% | [6 empty] | 100% |  |  | 100% | 100% |  | 100% |  |  | 100% | [5 empty] | Most widespread technology |  | Most widespread technology | [7 empty] | Most widespread fuel |  |  | Most widespread technology |  |  | Most widespread technology |  | Most widespread technology | [6 empty] | Most widespread fuel |  |  | 90.3653 | 35.264 | 20.5565 | 125.3547 | 12.9913 | 24.0511 | 2.7155 | 0.075331 | 3.6227 | 0.027752
Residential sector | Single family- Terraced houses | Single family- Terraced houses | 2000 - 2010 | 46.61 | 19.8829 | 2.1296 | 0.89301 | 0.32 | 0.66886 | 0.11073 | 0.11341 | 0.60214 | 0.11163 | 0.17924 | 0.8 | 2.88 | 1.3 | 1.3 | 50% | 50% |  |  | 100% | [8 empty] | 100% | 100% | [6 empty] | 100% |  |  | 100% | 100% |  | 100% |  |  | 100% | [5 empty] | Most widespread technology |  | Most widespread technology | [7 empty] | Most widespread fuel |  |  | Most widespread technology |  |  | Most widespread technology |  | Most widespread technology | [6 empty] | Most widespread fuel |  |  | 73.28 | 38.7517 | 20.5565 | 101.654 | 14.2761 | 24.0511 | 2.3746 | 0.082526 | 3.1422 | 0.030402
Residential sector | Single family- Terraced houses | Single family- Terraced houses | Post 2010 | 18.23 | 7.7807 | 0.5687 | 0.38856 | 0.1 | 0.29103 | 0.048182 | 0.049348 | 0.262 | 0.04857 | 0.07799 | 0.54 | 2.8 | 0.55 | 0.62 | 50% | 50% |  |  | 100% | [7 empty] | 100% |  |  | 100% | [5 empty] | 100% |  |  | 100% | 100% |  |  | 100% |  | 100% | [5 empty] | Most widespread technology |  | Most widespread technology | [7 empty] | Most widespread fuel |  |  | Most widespread technology |  |  | Most widespread technology |  | Widespread technology |  |  | Widespread technology |  |  |  | Most widespread fuel |  |  | 78.6859 | 38.7517 | 20.5565 | 109.153 | 14.2761 | 24.0511 | 0.97038 | 0.022038 | 1.2877 | 0.0081188
Residential sector | Multifamily houses | Multifamily houses |  |  |  |  | 0.33979 | 0.09 | 0.2545 | 0.042134 | 0.043153 | 1.64
Residential sector | Multifamily houses | Multifamily houses | Before 1945 | 2.61 | 1.1197 | 0.08855 | 0.048832 | 0.01 | 0.036575 | 0.0060552 | 0.0062017 | 0.03 | 0.006104 | 0.012728 | 2 | 4.3 | 3.1 | 2.1 | 50% |  |  | 50% | 100% | [6 empty] | 50% |  | 50% | 100% |  |  |  |  | 50% | 50% |  | 66.66% |  | 33.33% |  |  | 50% | 50% |  | 100% | [5 empty] | Most widespread technology |  | Most widespread technology | [7 empty] | Most widespread fuel |  |  | Most widespread technology |  |  | Most widespread technology |  | Most widespread technology | [6 empty] | Most widespread fuel |  |  | 101.444 | 38.7517 | 25.4251 | 140.7232 | 14.2761 | 29.7474 | 0.17692 | 0.0034315 | 0.23521 | 0.0012642
Residential sector | Multifamily houses | Multifamily houses | 1945 - 1969 | 2.09 | 7.5453 | 0.97 | 0.041566 | 0.01 | 0.031133 | 0.0051542 | 0.0052789 | 0.02 | 0.0051958 | 0.01637 | 1.5 | 4.2 | 3 | 2.05 | 50% | 50% |  |  | 100% | [8 empty] | 100% | 100% | [5 empty] | 100% |  |  |  | 100% |  |  |  | 100% |  | 100% | [5 empty] | Most widespread technology |  | Most widespread technology | [7 empty] | Most widespread fuel |  |  | Most widespread technology |  |  | Most widespread technology |  | Most widespread technology | [6 empty] | Most widespread fuel |  |  | 78.7526 | 36.4266 | 25.4251 | 109.2456 | 13.4195 | 29.7474 | 0.63647 | 0.035334 | 0.88646 | 0.013017
Residential sector | Multifamily houses | Multifamily houses | 1970 - 1979 | 2.56 | 12.7905 | 1.65 | 0.052358 | 0.02 | 0.039216 | 0.0064923 | 0.0066494 | 0.03 | 0.0065447 | 0.015813 | 1.45 | 3.5 | 2.7 | 2.025 | 50% | 50% |  |  | 100% | [8 empty] | 100% | 100% | [5 empty] | 100% |  |  |  | 100% |  |  |  | 100% |  | 100% | [5 empty] | Most widespread technology |  | Most widespread technology | [7 empty] | Most widespread fuel |  |  | Most widespread technology |  |  | Most widespread technology |  | Most widespread technology | [6 empty] | Most widespread fuel |  |  | 78.0852 | 39.5267 | 25.4251 | 108.3198 | 14.5616 | 29.7474 | 1.046 | 0.065219 | 1.4616 | 0.024027
Residential sector | Multifamily houses | Multifamily houses | 1980 - 1989 | 3.92 | 11.1635 | 1.44 | 0.078427 | 0.02 | 0.058742 | 0.009725 | 0.0099602 | 0.06 | 0.0098034 | 0.0086238 | 1.4 | 3.15 | 2.6 | 2.01 | 50% | 50% |  |  | 100% | [8 empty] | 100% | 100% | [6 empty] | 100% |  |  | 100% | 100% |  |  | 100% |  | 100% | [5 empty] | Most widespread technology |  | Most widespread technology | [7 empty] | Most widespread fuel |  |  | Most widespread technology |  |  | Most widespread technology |  | Most widespread technology | [6 empty] | Most widespread fuel |  |  | 72.746 | 39.5267 | 25.4251 | 100.9133 | 14.5616 | 29.7474 | 0.89644 | 0.056918 | 1.2432 | 0.020969
Residential sector | Multifamily houses | Multifamily houses | 1990 - 1999 | 2.22 | 15.3395 | 1.98 | 0.046062 | 0.02 | 0.034501 | 0.0057117 | 0.0058499 | 0.003 | 0.0057578 | 0.037305 | 1.2 | 2.97 | 2.4 | 2 | 50% | 50% |  |  | 100% | [8 empty] | 100% | 100% | [6 empty] | 100% |  |  | 100% | 100% |  |  | 100% |  | 100% | [5 empty] | Most widespread technology |  | Most widespread technology | [7 empty] | Most widespread fuel |  |  | Most widespread technology |  |  | Most widespread technology |  | Most widespread technology | [6 empty] | Most widespread fuel |  |  | 84.7592 | 37.5891 | 25.4251 | 117.5779 | 13.8478 | 29.7474 | 1.3338 | 0.074426 | 1.8696 | 0.027419
Residential sector | Multifamily houses | Multifamily houses | 2000 - 2010 | 1.35 | 6.2592 | 0.81 | 0.025865 | 0.004 | 0.019373 | 0.0032072 | 0.0032848 | 0.005 | 0.0032331 | 0.017632 | 0.8 | 2.88 | 1.3 | 1.3 | 50% | 50% |  |  | 100% | [8 empty] | 100% | 100% | [6 empty] | 100% |  |  | 100% | 100% |  |  | 100% |  | 100% | [5 empty] | Most widespread technology |  | Most widespread technology | [7 empty] | Most widespread fuel |  |  | Most widespread technology |  |  | Most widespread technology |  | Most widespread technology | [6 empty] | Most widespread fuel |  |  | 50.6553 | 32.5514 | 25.4251 | 70.269 | 11.9919 | 29.7474 | 0.34548 | 0.026367 | 0.47998 | 0.0097135
Residential sector | Multifamily houses | Multifamily houses | Post 2010 | 2.19 | 0.94063 | 0.0165 | 0.046679 | 0.006 | 0.034962 | 0.0057882 | 0.0059282 | 0.004 | 0.0058348 | 0.036844 | 0.54 | 2.8 | 0.55 | 0.62 | 50% | 50% |  |  | 100% | [7 empty] | 100% |  |  | 100% | [5 empty] | 100% |  |  | 100% | 100% |  |  | 100% |  | 100% | 100% |  |  |  |  | Most widespread technology |  | Most widespread technology | [7 empty] | Most widespread fuel |  |  | Most widespread technology |  |  | Most widespread technology |  | Widespread technology |  |  | Widespread technology |  |  |  | Most widespread fuel |  |  | 33.7034 | 29.3691 | 25.4251 | 46.7534 | 10.8196 | 29.7474 | 0.085915 | 0.00048459 | 0.10912 | 0.00017852
Residential sector | Appartment blocks | Appartment blocks |  | 138.79 |  |  | 1.1035 | 0.245 | 0.82656 | 0.13684 | 0.14015 | 0.74239
Residential sector | Appartment blocks | Appartment blocks | Before 1945 | 17.38 | 7.4182 | 0.52195 | 0.13819 | 0.03 | 0.10351 | 0.017136 | 0.01755 | 0.092966 | 0.017274 | 0.027953 | 2 | 4.3 | 3.1 | 2.1 | 50% |  |  | 50% | 100% | [6 empty] | 50% |  | 50% | 100% |  |  |  |  | 33.33% | 33.33% | 33.33% | 66.66% |  | 33.33% |  |  | 50% | 50% |  | 100% | [5 empty] | Most widespread technology |  | Most widespread technology | [7 empty] | Most widespread fuel |  |  | Most widespread technology |  |  | Most widespread technology |  | Most widespread technology | [6 empty] | Most widespread fuel |  |  | 101.444 | 38.7517 | 25.4251 | 140.7232 | 14.2761 | 29.7474 | 1.1743 | 0.020226 | 1.5609 | 0.0074514
Residential sector | Appartment blocks | Appartment blocks | 1945 - 1969 | 17.9 | 7.5453 | 0.97 | 0.14233 | 0.03 | 0.1066 | 0.017649 | 0.018076 | 0.095747 | 0.017791 | 0.028789 | 1.5 | 4.2 | 3 | 2.05 | 50% | 50% |  |  | 100% | [8 empty] | 100% | 100% | [5 empty] | 50% | 50% |  |  | 100% |  |  |  | 100% |  | 100% | [5 empty] | Most widespread technology |  | Most widespread technology | [7 empty] | Most widespread fuel |  |  | Most widespread technology |  |  | Most widespread technology |  | Most widespread technology | [6 empty] | Most widespread fuel |  |  | 78.7526 | 36.4266 | 25.4251 | 109.2456 | 13.4195 | 29.7474 | 1.0317 | 0.035334 | 1.3568 | 0.013017
Residential sector | Appartment blocks | Appartment blocks | 1970 - 1979 | 23.43 | 12.7905 | 1.65 | 0.1863 | 0.04 | 0.13954 | 0.023101 | 0.02366 | 0.12533 | 0.023287 | 0.037683 | 1.45 | 3.5 | 2.7 | 2.025 | 50% | 50% |  |  | 100% | [8 empty] | 100% | 100% | [6 empty] | 100% |  |  | 100% |  |  |  | 100% |  | 100% | [5 empty] | Most widespread technology |  | Most widespread technology | [7 empty] | Most widespread fuel |  |  | Most widespread technology |  |  | Most widespread technology |  | Most widespread technology | [6 empty] | Most widespread fuel |  |  | 78.0852 | 39.5267 | 25.4251 | 108.3198 | 14.5616 | 29.7474 | 1.5677 | 0.065219 | 2.0824 | 0.024027
Residential sector | Appartment blocks | Appartment blocks | 1980 - 1989 | 23.07 | 11.1635 | 1.44 | 0.18343 | 0.05 | 0.13739 | 0.022746 | 0.023296 | 0.1234 | 0.022929 | 0.037104 | 1.4 | 3.15 | 2.6 | 2.01 | 50% | 50% |  |  | 100% | [8 empty] | 100% | 100% | [6 empty] | 100% |  |  | 100% |  |  |  | 100% |  | 100% | [5 empty] | Most widespread technology |  | Most widespread technology | [7 empty] | Most widespread fuel |  |  | Most widespread technology |  |  | Most widespread technology |  | Most widespread technology | [6 empty] | Most widespread fuel |  |  | 72.746 | 39.5267 | 25.4251 | 100.9133 | 14.5616 | 29.7474 | 1.3751 | 0.056918 | 1.8128 | 0.020969
Residential sector | Appartment blocks | Appartment blocks | 1990 - 1999 | 25.77 | 15.3395 | 1.98 | 0.2049 | 0.05 | 0.15347 | 0.025408 | 0.026023 | 0.13784 | 0.025613 | 0.041447 | 1.2 | 2.97 | 2.4 | 2 | 50% | 50% |  |  | 100% | [8 empty] | 100% | 100% | [6 empty] | 100% |  |  | 100% |  |  |  | 100% |  | 100% | [5 empty] | Most widespread technology |  | Most widespread technology | [7 empty] | Most widespread fuel |  |  | Most widespread technology |  |  | Most widespread technology |  | Most widespread technology | [6 empty] | Most widespread fuel |  |  | 84.7592 | 37.5891 | 25.4251 | 117.5779 | 13.8478 | 29.7474 | 1.9225 | 0.074426 | 2.5702 | 0.027419
Residential sector | Appartment blocks | Appartment blocks | 2000 - 2010 | 19.64 | 6.2592 | 0.81 | 0.15616 | 0.03 | 0.11697 | 0.019364 | 0.019833 | 0.10505 | 0.01952 | 0.031587 | 0.8 | 2.88 | 1.3 | 1.3 | 50% | 50% |  |  | 100% | [8 empty] | 100% | 100% | [6 empty] | 100% |  |  | 100% |  |  |  | 100% |  | 100% | [5 empty] | Most widespread technology |  | Most widespread technology | [7 empty] | Most widespread fuel |  |  | Most widespread technology |  |  | Most widespread technology |  | Most widespread technology | [6 empty] | Most widespread fuel |  |  | 50.6553 | 32.5514 | 25.4251 | 70.269 | 11.9919 | 29.7474 | 0.80268 | 0.026367 | 1.0241 | 0.0097135
Residential sector | Appartment blocks | Appartment blocks | Post 2010 | 11.6 | 4.9534 | 0.20405 | 0.092234 | 0.015 | 0.069083 | 0.011437 | 0.011714 | 0.062048 | 0.011529 | 0.018657 | 0.54 | 2.8 | 0.55 | 0.62 | 50% | 50% |  |  | 100% | [7 empty] | 100% |  |  | 100% | [5 empty] | 100% |  |  | 100% |  |  |  | 100% |  | 100% | 100% |  |  |  |  | Most widespread technology |  | Most widespread technology | [7 empty] | Most widespread fuel |  |  | Most widespread technology |  |  | Most widespread technology |  | Widespread technology |  |  | Widespread technology |  |  |  | Most widespread fuel |  |  | 33.7034 | 29.3691 | 25.4251 | 46.7534 | 10.8196 | 29.7474 | 0.45411 | 0.0059928 | 0.57666 | 0.0022077
Service sector | Total | Total |  |  |  |  | 0.9357 | 0.609 | 0.43986 | 0.49126 | 0
Service sector | Total | Total | Before 1945 | 33.094 | 33.094 | 11.7342 | 0.23337 | 0.1347 | 0.11079 | 0.12136 | 0 | 0.20535 | 0.028021 | 0 | 2 | 4.5 | 2.5 | 1.25 | [64 empty] | 81.6827 | 78.5314 | 2.9261 | 143.7616 | 13.3503 | 7.8127 | 2.8 | 0.9315 | 4.8962 | 0.19666 | 33.094 | 26.21% | 20.69% | 20.17% | 6.666% | 12.14% | 14.13% | 100% |  | 2.062% | 1.697% | 0.7616% | 1.973% | 2.618% | 1.826%
Service sector | Total | Total | 1945 - 1969 | 14.526 | 14.526 | 5.1565 | 0.077185 | 0.063736 | 0.035925 | 0.040585 | 0 | 0.067047 | 0.010138 | 1.3878e-17 | 1.8 | 4.45 | 2.65 | 1.575 | [64 empty] | 78.8673 | 84.8165 | 2.9849 | 138.8065 | 14.4188 | 7.9697 | 1.189 | 0.43736 | 2.1321 | 0.074351 | 14.526 | 6.581% | 26.2% | 25.51% | 8.44% | 15.39% | 17.87% | 100% |  | 0.2274% | 1.761% | 0.542% | 1.769% | 1.862% | 1.519%
Service sector | Total | Total | 1970 - 1979 | 7.346 | 7.346 | 2.6119 | 0.051763 | 0.029857 | 0.024577 | 0.026916 | 0 | 0.045548 | 0.0062146 | 1.2143e-17 | 1.6 | 4.475 | 2.8 | 1.7375 | [64 empty] | 82.6439 | 83.4595 | 2.9233 | 145.4532 | 14.1881 | 7.8051 | 0.62858 | 0.21799 | 1.1258 | 0.037058 | 7.346 | 26.22% | 20.64% | 20.23% | 6.616% | 12.2% | 14.1% | 100% |  | 0.9706% | 1.208% | 0.4454% | 1.341% | 1.424% | 1.006%
Service sector | Total | Total | 1980 - 1989 | 19.386 | 19.386 | 6.8789 | 0.15252 | 0.10039 | 0.071542 | 0.080292 | 0 | 0.13387 | 0.01865 | 0 | 1.5 | 4.4 | 2.7 | 1.818 | [64 empty] | 54.7554 | 83.4049 | 2.9679 | 96.3695 | 14.1788 | 7.9244 | 1.119 | 0.57373 | 2.0218 | 0.097535 | 19.386 | 22.68% | 30.93% | 19.58% | 6.685% | 10.3% | 9.832% | 100% |  | 1.71% | 2.487% | 0.8496% | 2.185% | 2.038% | 1.3%
Service sector | Total | Total | 1990 - 1999 | 18.386 | 18.386 | 6.5245 | 0.14699 | 0.097115 | 0.068899 | 0.077435 | 0 | 0.12902 | 0.01797 | 0 | 1.3 | 1.6 | 1.5 | 1.9 | [64 empty] | 50.2203 | 81.4583 | 2.9386 | 88.3878 | 13.8479 | 7.8461 | 0.97738 | 0.53148 | 1.7694 | 0.090351 | 18.386 | 22.82% | 31.85% | 19.67% | 5.961% | 10.42% | 9.279% | 100% |  | 1.643% | 2.467% | 0.8684% | 1.723% | 1.886% | 1.146%
Service sector | Total | Total | 2000 - 2010 | 24.826 | 24.826 | 8.8068 | 0.19931 | 0.12543 | 0.093629 | 0.10493 | 0 | 0.17516 | 0.024156 | 0 | 0.8 | 3.8 | 1.2 | 0.8 | [64 empty] | 46.7021 | 81.3487 | 2.9952 | 82.1957 | 13.8293 | 7.9971 | 1.2338 | 0.71642 | 2.2391 | 0.12179 | 24.826 | 25.48% | 29.27% | 16.74% | 6.187% | 11.83% | 10.5% | 100% |  | 2.664% | 2.694% | 1.103% | 2.474% | 2.854% | 1.714%
Service sector | Total | Total | Post 2010 | 10.176 | 10.176 | 3.6149 | 0.074554 | 0.057771 | 0.034499 | 0.039737 | 0 | 0.065071 | 0.0094834 | 0 | 0.54 | 2.8 | 0.55 | 0.62 | [64 empty] | 35.5573 | 69.2679 | 3.25 | 62.5809 | 11.7755 | 8.6774 | 0.3949 | 0.2504 | 0.72512 | 0.042567 | 10.176 | 12.54% | 36.32% | 17.16% | 11.07% | 11.85% | 11.07% | 100% |  | 0.9208% | 2.679% | 0.9733% | 5.112% | 2.967% | 1.507%
Service sector | Offices | Offices |  |  |  |  | 0.3772 | 0.08 | 0.18422 | 0.19298 | 0
Service sector | Offices | Offices | Before 1945 | 8.674 | 8.674 | 3.0726 | 0.1179 | 0.025006 | 0.057584 | 0.06032 | 0 | 0.1057 | 0.012203 | 0 | 2 | 4.5 | 2.5 | 1.25 | [64 empty] | 94.6655 | 78.5314 | 2.708 | 166.6113 | 13.3503 | 7.2305 | 0.84462 | 0.2413 | 1.3879 | 0.041021
Service sector | Offices | Offices | 1945 - 1969 | 0.956 | 0.956 | 0.34022 | 0.012995 | 0.002756 | 0.0063466 | 0.0066481 | 0 | 0.01165 | 0.001345 | 0 | 1.8 | 4.45 | 2.65 | 1.575 | [64 empty] | 94.6655 | 73.0342 | 2.708 | 166.6113 | 12.4158 | 7.2305 | 0.093089 | 0.024848 | 0.16619 | 0.0042242
Service sector | Offices | Offices | 1970 - 1979 | 1.926 | 1.926 | 0.68399 | 0.02618 | 0.0055524 | 0.012786 | 0.013394 | 0 | 0.02347 | 0.0027096 | 0 | 1.6 | 4.475 | 2.8 | 1.7375 | [64 empty] | 94.6655 | 73.7645 | 2.708 | 166.6113 | 12.54 | 7.2305 | 0.18754 | 0.050454 | 0.33482 | 0.0085772
Service sector | Offices | Offices | 1980 - 1989 | 4.396 | 4.396 | 1.5594 | 0.059754 | 0.012673 | 0.029184 | 0.03057 | 0 | 0.053569 | 0.0061845 | 0 | 1.5 | 4.4 | 2.7 | 1.818 | [64 empty] | 58.576 | 67.8634 | 2.708 | 103.0938 | 11.5368 | 7.2305 | 0.2694 | 0.10582 | 0.48499 | 0.01799
Service sector | Offices | Offices | 1990 - 1999 | 4.196 | 4.196 | 1.4885 | 0.057035 | 0.012097 | 0.027856 | 0.029179 | 0 | 0.051132 | 0.0059032 | 0 | 1.3 | 1.6 | 1.5 | 1.9 | [64 empty] | 56.4523 | 61.9622 | 2.708 | 99.356 | 10.5336 | 7.2305 | 0.24824 | 0.092229 | 0.44724 | 0.015679
Service sector | Offices | Offices | 2000 - 2010 | 6.326 | 6.326 | 2.2434 | 0.085988 | 0.018237 | 0.041997 | 0.043992 | 0 | 0.077088 | 0.0088998 | 0 | 0.8 | 3.8 | 1.2 | 0.8 | [64 empty] | 54.3286 | 56.3856 | 2.708 | 95.6183 | 9.5856 | 7.2305 | 0.36081 | 0.12649 | 0.65062 | 0.021504
Service sector | Offices | Offices | Post 2010 | 1.276 | 1.276 | 0.45363 | 0.017344 | 0.0036786 | 0.008471 | 0.0088734 | 0 | 0.015549 | 0.0017951 | 0 | 0.54 | 2.8 | 0.55 | 0.62 | [64 empty] | 41.3086 | 55.767 | 2.708 | 72.7031 | 9.4804 | 7.2305 | 0.056165 | 0.025298 | 0.102 | 0.0043006
Service sector | Trade | Trade |  |  |  |  | 0.4755 | 0.446 | 0.2116 | 0.2639 | 0
Service sector | Trade | Trade | Before 1945 | 6.846 | 6.846 | 2.4276 | 0.093056 | 0.087282 | 0.04141 | 0.051646 | 0 | 0.080959 | 0.012097 | 0 | 2 | 4.5 | 2.5 | 1.25 | [64 empty] | 102.9939 | 78.5314 | 3.1931 | 181.2692 | 13.3503 | 8.5255 | 0.72696 | 0.19065 | 1.2993 | 0.03241
Service sector | Trade | Trade | 1945 - 1969 | 3.806 | 3.806 | 1.3503 | 0.051734 | 0.048524 | 0.023022 | 0.028713 | 0 | 0.045009 | 0.0067255 | 0 | 1.8 | 4.45 | 2.65 | 1.575 | [64 empty] | 92.0282 | 98.1642 | 3.1931 | 161.9696 | 16.6879 | 8.5255 | 0.36241 | 0.13255 | 0.6489 | 0.022533
Service sector | Trade | Trade | 1970 - 1979 | 1.516 | 1.516 | 0.53869 | 0.020607 | 0.019328 | 0.00917 | 0.011437 | 0 | 0.017928 | 0.0026789 | 0 | 1.6 | 4.475 | 2.8 | 1.7375 | [64 empty] | 81.0625 | 99.1459 | 3.1931 | 142.6701 | 16.8548 | 8.5255 | 0.12773 | 0.053409 | 0.22921 | 0.0090795
Service sector | Trade | Trade | 1980 - 1989 | 5.996 | 5.996 | 2.1264 | 0.081502 | 0.076445 | 0.036269 | 0.045234 | 0 | 0.070907 | 0.010595 | 0 | 1.5 | 4.4 | 2.7 | 1.818 | [64 empty] | 59.1312 | 107.0775 | 3.1931 | 104.071 | 18.2032 | 8.5255 | 0.3737 | 0.22769 | 0.67513 | 0.038707
Service sector | Trade | Trade | 1990 - 1999 | 5.856 | 5.856 | 2.0768 | 0.0796 | 0.074661 | 0.035422 | 0.044178 | 0 | 0.069252 | 0.010348 | 0 | 1.3 | 1.6 | 1.5 | 1.9 | [64 empty] | 55.9526 | 115.0092 | 3.1931 | 98.4766 | 19.5516 | 8.5255 | 0.34636 | 0.23885 | 0.6266 | 0.040604
Service sector | Trade | Trade | 2000 - 2010 | 7.266 | 7.266 | 2.5765 | 0.098765 | 0.092637 | 0.043951 | 0.054815 | 0 | 0.085926 | 0.012839 | 0 | 0.8 | 3.8 | 1.2 | 0.8 | [64 empty] | 52.7739 | 116.1593 | 3.1931 | 92.8821 | 19.7471 | 8.5255 | 0.40666 | 0.29928 | 0.73683 | 0.050878
Service sector | Trade | Trade | Post 2010 | 3.696 | 3.696 | 1.3113 | 0.050239 | 0.047122 | 0.022356 | 0.027883 | 0 | 0.043708 | 0.0065311 | 0 | 0.54 | 2.8 | 0.55 | 0.62 | [64 empty] | 37.2555 | 78.5314 | 3.1931 | 65.5696 | 13.3503 | 8.5255 | 0.1495 | 0.10298 | 0.27386 | 0.017506
Service sector | Education | Education |  |  |  |  | 0.019 | 0.019 | 0.014417 | 0 | 0
Service sector | Education | Education | Before 1945 | 6.676 | 6.676 | 2.3674 | 0.0050371 | 0.0050371 | 0.0038221 | 0 | 0 | 0.0042009 | 0.00083616 | 0 | 2 | 4.5 | 2.5 | 1.25 | [64 empty] | 54.6895 | 78.5314 | 1.1721 | 96.2534 | 13.3503 | 3.1296 | 0.37293 | 0.18591 | 0.66348 | 0.031605
Service sector | Education | Education | 1945 - 1969 | 3.706 | 3.706 | 1.3148 | 0.0027962 | 0.0027962 | 0.0021218 | 0 | 0 | 0.002332 | 0.00046417 | 0 | 1.8 | 4.45 | 2.65 | 1.575 | [64 empty] | 54.6895 | 85.5992 | 1.1721 | 96.2534 | 14.5519 | 3.1296 | 0.20702 | 0.11255 | 0.36831 | 0.019133
Service sector | Education | Education | 1970 - 1979 | 1.486 | 1.486 | 0.52806 | 0.0011212 | 0.0011212 | 0.00085076 | 0 | 0 | 0.00093508 | 0.00018612 | 0 | 1.6 | 4.475 | 2.8 | 1.7375 | [64 empty] | 54.6895 | 86.4552 | 1.1721 | 96.2534 | 14.6974 | 3.1296 | 0.08301 | 0.045653 | 0.14768 | 0.007761
Service sector | Education | Education | 1980 - 1989 | 3.796 | 3.796 | 1.3467 | 0.0028641 | 0.0028641 | 0.0021733 | 0 | 0 | 0.0023887 | 0.00047544 | 0 | 1.5 | 4.4 | 2.7 | 1.818 | [64 empty] | 31.0925 | 74.7837 | 1.1721 | 54.7228 | 12.7132 | 3.1296 | 0.12248 | 0.10071 | 0.21961 | 0.017121
Service sector | Education | Education | 1990 - 1999 | 3.616 | 3.616 | 1.2829 | 0.0027283 | 0.0027283 | 0.0020702 | 0 | 0 | 0.0022754 | 0.0004529 | 0 | 1.3 | 1.6 | 1.5 | 1.9 | [64 empty] | 31.0925 | 63.1123 | 1.1721 | 54.7228 | 10.7291 | 3.1296 | 0.11667 | 0.080969 | 0.20919 | 0.013765
Service sector | Education | Education | 2000 - 2010 | 4.156 | 4.156 | 1.4743 | 0.0031357 | 0.0031357 | 0.0023794 | 0 | 0 | 0.0026152 | 0.00052053 | 0 | 0.8 | 3.8 | 1.2 | 0.8 | [64 empty] | 25.6791 | 71.948 | 1.1721 | 45.1951 | 12.2312 | 3.1296 | 0.11159 | 0.10607 | 0.20084 | 0.018032
Service sector | Education | Education | Post 2010 | 1.746 | 1.746 | 0.6202 | 0.0013174 | 0.0013174 | 0.00099962 | 0 | 0 | 0.0010987 | 0.00021868 | 0 | 0.54 | 2.8 | 0.55 | 0.62 | [64 empty] | 17.8504 | 65.2392 | 1.1721 | 31.4167 | 11.0907 | 3.1296 | 0.033213 | 0.040461 | 0.060318 | 0.0068784
Service sector | Health | Health |  |  |  |  | 0.016 | 0.016 | 0.0083872 | 0.0076128 | 0
Service sector | Health | Health | Before 1945 | 2.206 | 2.206 | 0.78322 | 0.003934 | 0.003934 | 0.0020622 | 0.0018718 | 0 | 0.003281 | 0.00065305 | 0 | 2 | 4.5 | 2.5 | 1.25 | [64 empty] | 109.6565 | 78.5314 | 7.3562 | 192.9955 | 13.3503 | 19.641 | 0.25813 | 0.061508 | 0.46908 | 0.010456
Service sector | Health | Health | 1945 - 1969 | 1.226 | 1.226 | 0.43591 | 0.0021864 | 0.0021864 | 0.0011461 | 0.0010403 | 0 | 0.0018234 | 0.00036294 | 0 | 1.8 | 4.45 | 2.65 | 1.575 | [64 empty] | 105.3535 | 73.0342 | 7.3562 | 185.4222 | 12.4158 | 19.641 | 0.13818 | 0.031836 | 0.25141 | 0.0054122
Service sector | Health | Health | 1970 - 1979 | 0.486 | 0.486 | 0.17366 | 0.0008667 | 0.0008667 | 0.00045432 | 0.00041237 | 0 | 0.00072282 | 0.00014387 | 0 | 1.6 | 4.475 | 2.8 | 1.7375 | [64 empty] | 101.0506 | 73.7645 | 7.3562 | 177.849 | 12.54 | 19.641 | 0.052686 | 0.01281 | 0.09598 | 0.0021776
Service sector | Health | Health | 1980 - 1989 | 1.296 | 1.296 | 0.46072 | 0.0023112 | 0.0023112 | 0.0012115 | 0.0010997 | 0 | 0.0019275 | 0.00038366 | 0 | 1.5 | 4.4 | 2.7 | 1.818 | [64 empty] | 92.4446 | 65.2816 | 7.3562 | 162.7025 | 11.0979 | 19.641 | 0.12934 | 0.030077 | 0.23632 | 0.005113
Service sector | Health | Health | 1990 - 1999 | 1.096 | 1.096 | 0.38984 | 0.0019545 | 0.0019545 | 0.0010246 | 0.00092996 | 0 | 0.0016301 | 0.00032445 | 0 | 1.3 | 1.6 | 1.5 | 1.9 | [64 empty] | 86.934 | 56.7987 | 7.3562 | 153.0039 | 9.6558 | 19.641 | 0.10334 | 0.022142 | 0.18922 | 0.0037642
Service sector | Health | Health | 2000 - 2010 | 1.536 | 1.536 | 0.54578 | 0.0027392 | 0.0027392 | 0.0014359 | 0.0013033 | 0 | 0.0022845 | 0.00045471 | 0 | 0.8 | 3.8 | 1.2 | 0.8 | [64 empty] | 81.4234 | 64.1825 | 7.3562 | 143.3053 | 10.911 | 19.641 | 0.13637 | 0.035029 | 0.25029 | 0.005955
Service sector | Health | Health | Post 2010 | 1.126 | 1.126 | 0.40047 | 0.002008 | 0.002008 | 0.0010526 | 0.00095542 | 0 | 0.0016747 | 0.00033333 | 0 | 0.54 | 2.8 | 0.55 | 0.62 | [64 empty] | 77.5091 | 59.2185 | 7.3562 | 136.4161 | 10.0671 | 19.641 | 0.095558 | 0.023715 | 0.17572 | 0.0040316
Service sector | Hotels and Restaurants | Hotels and Restaurants |  |  |  |  | 0.026 | 0.026 | 0.012436 | 0.013564 | 0
Service sector | Hotels and Restaurants | Hotels and Restaurants | Before 1945 | 4.016 | 4.016 | 1.4247 | 0.0068686 | 0.0068686 | 0.0032852 | 0.0035833 | 0 | 0.0057284 | 0.0011402 | 0 | 2 | 4.5 | 2.5 | 1.25 | [64 empty] | 82.4506 | 78.5314 | 3.6781 | 145.1131 | 13.3503 | 9.8205 | 0.34589 | 0.11188 | 0.62221 | 0.01902
Service sector | Hotels and Restaurants | Hotels and Restaurants | 1945 - 1969 | 2.236 | 2.236 | 0.79386 | 0.0038242 | 0.0038242 | 0.0018291 | 0.0019951 | 0 | 0.0031894 | 0.00063482 | 0 | 1.8 | 4.45 | 2.65 | 1.575 | [64 empty] | 77.87 | 76.1754 | 3.6781 | 137.0512 | 12.9498 | 9.8205 | 0.18234 | 0.060472 | 0.32841 | 0.01028
Service sector | Hotels and Restaurants | Hotels and Restaurants | 1970 - 1979 | 0.896 | 0.896 | 0.31896 | 0.0015324 | 0.0015324 | 0.00073296 | 0.00079947 | 0 | 0.001278 | 0.00025438 | 0 | 1.6 | 4.475 | 2.8 | 1.7375 | [64 empty] | 73.2894 | 76.9372 | 3.6781 | 128.9894 | 13.0793 | 9.8205 | 0.068963 | 0.02454 | 0.12437 | 0.0041718
Service sector | Hotels and Restaurants | Hotels and Restaurants | 1980 - 1989 | 1.996 | 1.996 | 0.7088 | 0.0034138 | 0.0034138 | 0.0016328 | 0.001781 | 0 | 0.0028471 | 0.00056668 | 0 | 1.5 | 4.4 | 2.7 | 1.818 | [64 empty] | 64.1282 | 68.0894 | 3.6781 | 112.8657 | 11.5752 | 9.8205 | 0.13534 | 0.048262 | 0.24488 | 0.0082045
Service sector | Hotels and Restaurants | Hotels and Restaurants | 1990 - 1999 | 1.916 | 1.916 | 0.68045 | 0.0032769 | 0.0032769 | 0.0015674 | 0.0017096 | 0 | 0.002733 | 0.00054397 | 0 | 1.3 | 1.6 | 1.5 | 1.9 | [64 empty] | 45.8059 | 59.2416 | 3.6781 | 80.6184 | 10.0711 | 9.8205 | 0.094811 | 0.040311 | 0.17328 | 0.0068528
Service sector | Hotels and Restaurants | Hotels and Restaurants | 2000 - 2010 | 2.936 | 2.936 | 1.0419 | 0.0050214 | 0.0050214 | 0.0024018 | 0.0026197 | 0 | 0.0041879 | 0.00083356 | 0 | 0.8 | 3.8 | 1.2 | 0.8 | [64 empty] | 41.3086 | 66.943 | 3.6781 | 72.7031 | 11.3803 | 9.8205 | 0.13208 | 0.06975 | 0.24229 | 0.011858
Service sector | Hotels and Restaurants | Hotels and Restaurants | Post 2010 | 1.206 | 1.206 | 0.42882 | 0.0020626 | 0.0020626 | 0.00098655 | 0.0010761 | 0 | 0.0017202 | 0.0003424 | 0 | 0.54 | 2.8 | 0.55 | 0.62 | [64 empty] | 28.122 | 61.7295 | 3.6781 | 49.4948 | 10.494 | 9.8205 | 0.038351 | 0.026471 | 0.071534 | 0.0045001
Service sector | Other non-residential buildings | Other non-residential buildings |  |  |  |  | 0.022 | 0.022 | 0.0088 | 0.0132 | 0
Service sector | Other non-residential buildings | Other non-residential buildings | Before 1945 | 4.676 | 4.676 | 1.6586 | 0.0065725 | 0.0065725 | 0.002629 | 0.0039435 | 0 | 0.0054814 | 0.001091 | 0 | 2 | 4.5 | 2.5 | 1.25 | [64 empty] | 51.0805 | 78.5314 | 2.708 | 89.9017 | 13.3503 | 7.2305 | 0.25152 | 0.13025 | 0.45419 | 0.062143
Service sector | Other non-residential buildings | Other non-residential buildings | 1945 - 1969 | 2.596 | 2.596 | 0.92144 | 0.0036489 | 0.0036489 | 0.0014595 | 0.0021893 | 0 | 0.0030432 | 0.00060571 | 0 | 1.8 | 4.45 | 2.65 | 1.575 | [64 empty] | 76.6208 | 81.4763 | 2.708 | 134.8525 | 13.851 | 7.2305 | 0.20594 | 0.075076 | 0.36885 | 0.012763
Service sector | Other non-residential buildings | Other non-residential buildings | 1970 - 1979 | 1.036 | 1.036 | 0.36858 | 0.0014562 | 0.0014562 | 0.00058247 | 0.0008737 | 0 | 0.0012144 | 0.00024172 | 0 | 1.6 | 4.475 | 2.8 | 1.7375 | [64 empty] | 102.161 | 84.4212 | 2.708 | 179.8034 | 14.3516 | 7.2305 | 0.10864 | 0.031116 | 0.19377 | 0.0052897
Service sector | Other non-residential buildings | Other non-residential buildings | 1980 - 1989 | 1.906 | 1.906 | 0.6769 | 0.002679 | 0.002679 | 0.0010716 | 0.0016074 | 0 | 0.0022343 | 0.00044472 | 0 | 1.5 | 4.4 | 2.7 | 1.818 | [64 empty] | 43.8626 | 90.3111 | 2.708 | 77.1982 | 15.3529 | 7.2305 | 0.088764 | 0.061132 | 0.16092 | 0.010392
Service sector | Other non-residential buildings | Other non-residential buildings | 1990 - 1999 | 1.706 | 1.706 | 0.60602 | 0.0023979 | 0.0023979 | 0.00095916 | 0.0014387 | 0 | 0.0019999 | 0.00039805 | 0 | 1.3 | 1.6 | 1.5 | 1.9 | [64 empty] | 37.1305 | 93.9235 | 2.708 | 65.3497 | 15.967 | 7.2305 | 0.067965 | 0.05692 | 0.12382 | 0.0096764
Service sector | Other non-residential buildings | Other non-residential buildings | 2000 - 2010 | 2.606 | 2.606 | 0.92498 | 0.0036629 | 0.0036629 | 0.0014652 | 0.0021978 | 0 | 0.0030549 | 0.00060804 | 0 | 0.8 | 3.8 | 1.2 | 0.8 | [64 empty] | 30.3985 | 86.2275 | 2.708 | 53.5013 | 14.6587 | 7.2305 | 0.086276 | 0.079759 | 0.15827 | 0.013559
Service sector | Other non-residential buildings | Other non-residential buildings | Post 2010 | 1.126 | 1.126 | 0.40047 | 0.0015827 | 0.0015827 | 0.00063307 | 0.0009496 | 0 | 0.0013199 | 0.00026272 | 0 | 0.54 | 2.8 | 0.55 | 0.62 | [64 empty] | 16.9343 | 78.5314 | 2.708 | 29.8044 | 13.3503 | 7.2305 | 0.022117 | 0.03145 | 0.041701 | 0.0053464
0.022
3.612%
Estimated
Note on U2: TABULA, TABULA WebTool, 2017 http://webtool.building-typology.eu/#bm
Note on AF2: TABULA, TABULA WebTool, 2017 http://webtool.building-typology.eu/#bm
Note on AN2: TABULA, TABULA WebTool, 2017 http://webtool.building-typology.eu/#bm
Note on AU2: TABULA, TABULA WebTool, 2017 http://webtool.building-typology.eu/#bm
Note on BD2: SPezzutto: TABULA, TABULA WebTool, 2017 http://webtool.building-typology.eu/#bm
Note on BR2: SPezzutto: TABULA, TABULA WebTool, 2017 http://webtool.building-typology.eu/#bm
Note on BT2: SPezzutto: TABULA, TABULA WebTool, 2017 http://webtool.building-typology.eu/#bm
Following information have been retrieved by experts questioning and relate to Southern Europe (Spain, Italy, Greece, Cyprus, Malta and Portugal)
OFFICES
Construction materials:
Walls: in the majority of the cases BRICKS were used and INSULATION is present only in few cases.
Windows: about 50% of the frames are made of SYNTHETIC/PVC material and the other 50% of ALUMINIUM. LOW-EMITTANCE GLASS is present only in few cases.
Roofs: in the majority of the cases CONCRETE ans BRICKS were used and INSULATION is most times not present.
Floors: in the majority of the cases CONCRETE was used and INSULATION is present only in few cases.
Construction methodologies:
Walls: the most common methodology is HONEYCOMB BRICKS/HOLLOW BLOCK WALL.
Windows: DOUBLE GLAZING is the most common.
Roofs: FLAT ROOF is the most common.
Floors: CONCRETE SLAB is the most common.
TRADE
Construction materials:
Walls: in the majority of the cases BRICKS were used and INSULATION is present only in few cases.
Windows: about 50% of the frames are made of SYNTHETIC/PVC material and the other 50% of ALUMINIUM. LOW-EMITTANCE GLASS is present only in few cases.
Roofs: in the majority of the cases CONCRETE ans BRICKS were used and INSULATION is most times not present.
Floors: in the majority of the cases CONCRETE was used and INSULATION is present only in few cases.
Construction methodologies:
Walls: the most common methodology is HONEYCOMB BRICKS/HOLLOW BLOCK WALL.
Windows: SINGLE AND DOUBLE GLAZING are the most common.
Roofs: FLAT ROOF is the most common.
Floors: CONCRETE SLAB is the most common.
EDUCATION
Construction materials:
Walls: in the majority of the cases BRICKS ans CONCRETE were used and INSULATION is present only in few cases.
Windows: about 50% of the frames are made of SYNTHETIC/PVC material and the other 50% of ALUMINIUM. LOW-EMITTANCE GLASS is present only in few cases.
Roofs: in the majority of the cases CONCRETE ans BRICKS were used and INSULATION is most times not present.
Floors: in the majority of the cases CONCRETE was used and INSULATION is present only in few cases.
Construction methodologies:
Walls: the most common methodology is HONEYCOMB BRICKS/HOLLOW BLOCK WALL.
Windows: DOUBLE GLAZING is the most common.
Roofs: FLAT ROOF is the most common.
Floors: CONCRETE SLAB is the most common.
HEALTH
Constrcuction materials:
Walls: in the majority of the cases BRICKS were used and INSULATION is present only in few cases.
Windows: about 50% of the frames are made of SYNTHETIC/PVC material and the other 50% of ALUMINIUM. LOW-EMITTANCE GLASS is present only in few cases.
Roofs: in the majority of the cases CONCRETE ans BRICKS were used and INSULATION is most times not present.
Floors: in the majority of the cases CONCRETE was used and INSULATION is present only in few cases.
Constrcuction methodologies:
Walls: the most common methodology is HONEYCOMB BRICKS/HOLLOW BLOCK WALL.
Windows: SINGLE AND DOUBLE GLAZING are the most common.
Roofs: FLAT ROOF is the most common.
Floors: CONCRETE SLAB is the most common.
HOTELS AND RESTAURANTS
Construction materials:
Walls: in the majority of the cases BRICKS were used and INSULATION is present only in few cases.
Windows: about 50% of the frames are made of SYNTHETIC/PVC material and the other 50% of ALUMINIUM. LOW-EMITTANCE GLASS is present only in few cases.
Roofs: in the majority of the cases CONCRETE ans BRICKS were used and INSULATION is most times not present.
Floors: in the majority of the cases CONCRETE was used and INSULATION is present only in few cases.
Construction methodologies:
Walls: the most common methodology is HONEYCOMB BRICKS/HOLLOW BLOCK WALL.
Windows: DOUBLE GLAZING are the most common.
Roofs: FLAT ROOF is the most common.
Floors: CONCRETE SLAB is the most common.
OTHER NON RESIDENTIAL BUILDINGS
Construction materials:
Walls: in the majority of the cases BRICKS were used and INSULATION is present only in few cases.
Windows: about 50% of the frames are made of SYNTHETIC/PVC material and the other 50% of ALUMINIUM. LOW-EMITTANCE GLASS is present only in few cases.
Roofs: in the majority of the cases CONCRETE ans BRICKS were used and INSULATION is most times not present.
Floors: in the majority of the cases CONCRETE was used and INSULATION is present only in few cases.
Construction methodologies:
Walls: the most common methodology is HONEYCOMB BRICKS/HOLLOW BLOCK WALL.
Windows: SINGLE AND DOUBLE GLAZING are the most common.
Roofs: FLAT ROOF is the most common.
Floors: CONCRETE SLAB is the most common.
Following information have been retrieved by experts questioning and relate to Southern Europe (Spain, Italy, Greece, Cyprus, Malta and Portugal)
OFFICES
Space heating:
The most common thechnology is the condensing boiler, individual, gas.
Space cooling:
Present in most of the cases.
DHW:
The most common thechnology is condensing boiler, individual, gas.
TRADE
Space heating:
The most common thechnologies are:
- condensing boiler, gas
- electric heating.
Space cooling:
Present in most of the cases.
DHW:
The most common thechnology is condensing boiler, individual, gas.
EDUCATION
Space heating:
The most common thechnology is the condensing boiler, central, gas.
Space cooling:
Not present in most of the cases.
DHW:
The most common thechnology is condensing boiler, central, gas.
HEALTH
Space heating:
The most common thechnology is the condensing boiler, central, gas.
Space cooling:
Present in most of the cases.
DHW:
The most common thechnology is condensing boiler, central, gas.
HOTELS AND RESTAURANTS
Space heating:
The most common thechnology is the condensing boiler, central, gas.
Space cooling:
Present in most of the cases
DHW:
The most common thechnology is condensing boiler, central, gas.
OTHER NON RESIDENTIAL BUILDINGS
Space heating:
The most common thechnology is the condensing boiler, central, gas.
Space cooling:
Not present in about 50% of the cases.
DHW:
The most common thechnology is condensing boiler, central, gas.

## Romania
[19 empty] | WALLS | [10 empty] | WINDOWS | [7 empty] | ROOF | [6 empty] | FLOOR | [8 empty] | SPACE HEATING | [13 empty] | SPACE COOLING |  | DHW
|  |  |  | Area |  |  |  |  | Tenure/ownership status and distribution |  |  | Occupancy |  |  | Construction features (U-values) |  |  |  | construction material |  |  |  | construction methodology | [6 empty] | construction material |  |  | construction methodology |  |  |  |  | construction material | [6 empty] | construction material |  |  |  | construction methodology |  |  |  |  | individual | central | district heating | boiler |  | combined | stove | electric heating | heat pump | fossil fuels |  |  | electricity | biomass | no space cooling | space cooling | individual | central | district heating | boiler |  | Combined | Solar collectors | heat pump | fossil fuels |  |  | electricity | biomass | Useful energy demand |  |  | Final energy consumption |  |  | Total useful energy demand |  | Total final energy consumption
Sector | Subsector | Building type | Buidling age class | Covered area: constructed [Mm²] | Covered area: heated [Mm²] | Covered area: cooled [Mm²] | Number of dwellings/units [Mil.] | Number of buildings [Mil.] | Owner occupied - dwellings/units [Mil.] | Private rented - dwellings/units [Mil.] | Social housing - dwellings/units [Mil.] | Occupied [Mil.] | Vacant [Mil.] | Secondary dwellings/ units and others [Mil.] | Walls | Windows | Roof | Floor | brick | concrete | wood | other | solid wall |  | cavity wall |  | honeycomb bricks / hollow blocks wall |  | other | wood | synthetic / pvc | aluminium | single glazing | double glazing |  | triple glazing |  | wood | concrete | concrete + bricks | tilted roof |  | flat roof |  | wood | concrete | concrete + bricks | other | concrete slab |  | wooden floor (rafters + boards) |  | other |  |  |  | non-condensing | condensing |  |  |  |  | solid | liquid | gas | [7 empty] | non-condensing | condensing |  |  |  | solid | liquid | gas |  |  | Space heating [kWh/m² year] | Space cooling [kWh/m² year] | Domestic hot water [kWh/m² year] | Space heating [kWh/m² year] | Space cooling [kWh/m² year] | Domestic hot water [kWh/m² year] | Space heating+Domestic hot water [TWh/year] | Space cooling [TWh/year] | Space heating+Domestic hot water [TWh/year] | Space cooling [TWh/year]
|  |  |  | 46.0421 | [19 empty] | insulation |  | insulation |  | insulation | [6 empty] | low-e |  | low-e |  |  |  |  | insulation |  | insulation | [5 empty] | insulation |  | insulation
Residential sector | Total | Total |  | 493.1971 |  |  | 10.7119 | 4.894 | 10.2941 | 0.074983 | 0.34278 | 1.5338
Residential sector | Total | Total | Before 1945 | 61.47 | 39.7679 | 0.13872 | 1.275 | 0.38 | 1.2252 | 0.0089247 | 0.040799 | 1.0539 | 0.080322 | 0.14077 | 1.9 | 2.6 | 1.4 | 1.6 | 100% |  |  |  | 100% | [6 empty] | 100% |  |  | 100% |  |  |  |  | 100% |  |  | 70.73% |  | 29.27% |  |  |  |  | 100% |  |  |  |  | 100% | Most widespread technology |  |  | Most widespread technology | [7 empty] | Most widespread fuel |  |  | Most widespread technology |  | Most widespread technology |  |  | Most widespread technology | [6 empty] | Most widespread fuel |  |  | 161.0589 | 46.2962 | 32.1562 | 229.364 | 5.0926 | 37.6228 | 8.4453 | 0.0064222 | 11.434 | 0.00070644 | 61.47 | 70.73% | 3.872% | 25.39% | 100% |  | 1.225% | 1.412% | 0.1901% | 2.274%
Residential sector | Total | Total | 1945 - 1969 | 145.66 | 102.0938 | 0.73344 | 3.0649 | 2.01 | 2.9454 | 0.021454 | 0.098077 | 2.5508 | 0.19309 | 0.321 | 1.7 | 2.5 | 1.3 | 1.4 | 100% |  |  |  | 100% | 36.38% | [5 empty] | 100% |  |  | 63.62% | 36.38% |  |  |  | 63.62% | 36.38% |  | 63.62% |  | 36.38% |  |  | 36.38% |  | 63.62% | 36.38% |  |  |  | 63.62% | Most widespread technology |  |  | Most widespread technology | [7 empty] | Most widespread fuel |  |  | Most widespread technology |  | Most widespread technology |  |  | Most widespread technology | [6 empty] | Most widespread fuel |  |  | 138.788 | 66.0553 | 32.2274 | 197.6479 | 7.2661 | 37.7061 | 18.9273 | 0.048448 | 26.3009 | 0.0053292 | 145.66 | 63.62% | 8.296% | 28.08% | 100% |  | 3.101% | 3.639% | 0.1901% | 5.081%
Residential sector | Total | Total | 1970 - 1979 | 65.28 | 42.5885 | 0.25416 | 1.5123 | 0.71 | 1.4533 | 0.010586 | 0.048394 | 1.2756 | 0.095276 | 0.14143 | 1.5 | 2.45 | 1.25 | 1.3 | 100% |  |  |  | 100% | 57.43% | [5 empty] | 100% |  |  | 42.57% | 57.43% |  |  |  | 42.57% | 57.43% |  | 42.57% |  | 57.43% |  |  | 57.43% |  | 42.57% | 57.43% |  |  |  | 42.57% | Most widespread technology |  |  | Most widespread technology | [7 empty] | Most widespread fuel |  |  | Most widespread technology |  | Most widespread technology |  |  | Most widespread technology | [6 empty] | Most widespread fuel |  |  | 119.4323 | 42.3096 | 32.0196 | 170.0836 | 4.6541 | 37.4629 | 7.2404 | 0.010753 | 9.6892 | 0.0011829 | 65.28 | 42.57% | 10.33% | 47.1% | 100% |  | 1.84% | 1.595% | 0.8984% | 4.465%
Residential sector | Total | Total | 1980 - 1989 | 56.85 | 36.3478 | 0.20358 | 1.3153 | 0.32 | 1.264 | 0.0092069 | 0.042089 | 1.1092 | 0.082862 | 0.12319 | 1.4 | 2.43 | 1.23 | 1.1 | 100% |  |  |  | 100% | 100% | [5 empty] | 100% |  |  |  | 100% |  |  |  | 71.42% | 28.58% |  | 71.42% | 100% | 28.58% | 57.15% |  | 100% |  |  | 100% |  |  |  |  | Most widespread technology |  |  | Most widespread technology | [7 empty] | Most widespread fuel |  |  | Most widespread technology |  | Most widespread technology |  |  | Most widespread technology | [6 empty] | Most widespread fuel |  |  | 98.1735 | 51.2416 | 32.0223 | 139.8088 | 5.6366 | 37.4661 | 5.4526 | 0.010432 | 7.2117 | 0.0011475 | 56.85 | 42.85% | 10.33% | 46.82% | 100% |  | 1.764% | 1.579% | 0.604% | 4.92%
Residential sector | Total | Total | 1990 - 1999 | 50.57 | 31.6987 | 0.1659 | 1.0811 | 0.455 | 1.039 | 0.007568 | 0.034597 | 0.8958 | 0.068112 | 0.11724 | 1.3 | 2.4 | 1.2 | 1 | 100% |  |  |  | 100% | 100% | [5 empty] | 100% |  |  |  | 100% |  |  |  | 32.71% | 67.29% |  | 32.71% | 65.41% | 67.29% | 100% |  | 100% |  |  | 100% | 100% |  |  |  | Most widespread technology |  |  | Most widespread technology | [7 empty] | Most widespread fuel |  |  | Most widespread technology |  | Most widespread technology |  |  | Most widespread technology | [6 empty] | Most widespread fuel |  |  | 96.2718 | 47.0106 | 32.2452 | 111.7994 | 5.1712 | 37.7268 | 4.6823 | 0.0077991 | 5.4517 | 0.0008579 | 50.57 | 65.41% | 3.48% | 31.11% | 100% |  | 1.747% | 2.612% | 0.5157% | 3.792%
Residential sector | Total | Total | 2000 - 2010 | 55.02 | 34.993 | 0.1926 | 1.2084 | 0.51 | 1.1613 | 0.0084587 | 0.038668 | 1.0052 | 0.076128 | 0.12708 | 0.9 | 1.4 | 1 | 0.61 | 100% |  |  |  | 100% | 100% | [5 empty] | 100% |  |  |  | 100% |  |  |  | 50% | 50% |  | 50% | 100% | 50% | 100% |  | 100% |  |  | 100% | 100% |  |  |  | Most widespread technology |  |  | Most widespread technology | [7 empty] | Most widespread fuel |  |  | Most widespread technology |  | Most widespread technology |  |  | Most widespread technology | [6 empty] | Most widespread fuel |  |  | 70.4593 | 36.6683 | 32.183 | 100.341 | 4.0335 | 37.6542 | 4.3 | 0.0070623 | 5.583 | 0.00077685 | 55.02 | 59.12% | 4.55% | 36.33% | 100% |  | 1.661% | 2.025% | 0.1449% | 4.256%
Residential sector | Total | Total | Post 2010 | 58.3471 | 37.4561 | 0.17266 | 1.2549 | 0.509 | 1.2059 | 0.0087842 | 0.040156 | 1.0549 | 0.079058 | 0.12093 | 0.67 | 1.3 | 0.29 | 0.22 | 100% |  |  |  | 100% | 100% | [5 empty] | 100% |  |  |  | 100% |  |  |  | 23.31% | 76.69% |  | 23.31% | 46.61% | 76.69% | 100% |  | 100% |  |  | 100% | 100% |  |  |  | Most widespread technology |  |  | Most widespread technology | [7 empty] | Most widespread fuel |  |  | Most widespread technology |  | Most widespread technology |  |  | Most widespread technology | [6 empty] | Most widespread fuel |  |  | 51.8631 | 33.8947 | 32.1264 | 73.8582 | 3.7284 | 37.5879 | 3.8808 | 0.0058523 | 4.9596 | 0.00064376 | 58.3471 | 53.39% | 14.36% | 32.25% | 100% |  | 2.472% | 3.36% | 0.2026% | 8.9%
Residential sector | Single family- Terraced houses | Single family- Terraced houses |  |  |  |  | 7.7086 | 4.16 | 7.408 | 0.05396 | 0.24668
Residential sector | Single family- Terraced houses | Single family- Terraced houses | Before 1945 | 43.48 | 29.8007 | 0.10404 | 1.0434 | 0.35 | 1.0027 | 0.0073039 | 0.033389 | 0.84628 | 0.065735 | 0.1314 | 1.9 | 2.6 | 1.4 | 1.6 | 100% |  |  |  | 100% | [6 empty] | 100% |  |  | 100% |  |  |  |  | 100% |  |  | 100% | [6 empty] | 100% |  |  |  |  | 100% | Most widespread technology |  |  | Most widespread technology | [7 empty] | Most widespread fuel |  |  | Most widespread technology |  | Most widespread technology |  |  | Most widespread technology | [6 empty] | Most widespread fuel |  |  | 181.3809 | 46.0006 | 32.3867 | 258.3046 | 5.0601 | 37.8924 | 6.8347 | 0.0047859 | 9.3452 | 0.00052645
Residential sector | Single family- Terraced houses | Single family- Terraced houses | 1945 - 1969 | 92.67 | 66.2161 | 0.48876 | 2.307 | 1.77 | 2.217 | 0.016149 | 0.073824 | 1.8711 | 0.14534 | 0.29052 | 1.7 | 2.5 | 1.3 | 1.4 | 100% |  |  |  | 100% | [6 empty] | 100% |  |  | 100% |  |  |  |  | 100% |  |  | 100% | [6 empty] | 100% |  |  |  |  | 100% | Most widespread technology |  |  | Most widespread technology | [7 empty] | Most widespread fuel |  |  | Most widespread technology |  | Most widespread technology |  |  | Most widespread technology | [6 empty] | Most widespread fuel |  |  | 172.51 | 65.6551 | 32.5867 | 245.6714 | 7.2221 | 38.1264 | 14.4639 | 0.03209 | 19.8006 | 0.0035299
Residential sector | Single family- Terraced houses | Single family- Terraced houses | 1970 - 1979 | 27.79 | 18.1854 | 0.09948 | 0.94053 | 0.51 | 0.90385 | 0.0065837 | 0.030097 | 0.76284 | 0.059254 | 0.11844 | 1.5 | 2.45 | 1.25 | 1.3 | 100% |  |  |  | 100% | [6 empty] | 100% |  |  | 100% |  |  |  |  | 100% |  |  | 100% | [6 empty] | 100% |  |  |  |  | 100% | Most widespread technology |  |  | Most widespread technology | [7 empty] | Most widespread fuel |  |  | Most widespread technology |  | Most widespread technology |  |  | Most widespread technology | [6 empty] | Most widespread fuel |  |  | 175.0445 | 42.3096 | 32.5867 | 249.2809 | 4.6541 | 38.1264 | 4.11 | 0.004209 | 5.5928 | 0.00046299
Residential sector | Single family- Terraced houses | Single family- Terraced houses | 1980 - 1989 | 24.36 | 15.6462 | 0.0789 | 0.82018 | 0.2 | 0.78819 | 0.0057412 | 0.026246 | 0.66522 | 0.051671 | 0.10329 | 1.4 | 2.43 | 1.23 | 1.1 | 100% |  |  |  | 100% | 100% | [5 empty] | 100% |  |  |  | 100% |  |  |  | 100% |  |  | 100% | 100% |  |  |  | 100% |  |  | 100% |  |  |  |  | Most widespread technology |  |  | Most widespread technology | [7 empty] | Most widespread fuel |  |  | Most widespread technology |  | Most widespread technology |  |  | Most widespread technology | [6 empty] | Most widespread fuel |  |  | 140.5763 | 51.2416 | 32.5867 | 200.1947 | 5.6366 | 38.1264 | 3.0145 | 0.004043 | 4.061 | 0.00044473
Residential sector | Single family- Terraced houses | Single family- Terraced houses | 1990 - 1999 | 33.08 | 22.1016 | 0.13122 | 0.85965 | 0.43 | 0.82612 | 0.0060175 | 0.027509 | 0.69723 | 0.054158 | 0.10826 | 1.3 | 2.4 | 1.2 | 1 | 100% |  |  |  | 100% | 100% | [5 empty] | 100% |  |  |  | 100% |  |  |  | 50% | 50% |  | 50% | 100% | 50% | 100% |  | 100% |  |  | 100% | 100% |  |  |  | Most widespread technology |  |  | Most widespread technology | [7 empty] | Most widespread fuel |  |  | Most widespread technology |  | Most widespread technology |  |  | Most widespread technology | [6 empty] | Most widespread fuel |  |  | 105.7498 | 47.0106 | 32.5867 | 150.5983 | 5.1712 | 38.1264 | 3.4152 | 0.0061687 | 4.5897 | 0.00067856
Residential sector | Single family- Terraced houses | Single family- Terraced houses | 2000 - 2010 | 32.53 | 21.6945 | 0.12792 | 0.91466 | 0.45 | 0.87899 | 0.0064027 | 0.029269 | 0.74186 | 0.057624 | 0.11518 | 0.9 | 1.4 | 1 | 0.61 | 100% |  |  |  | 100% | 100% | [5 empty] | 100% |  |  |  | 100% |  |  |  | 50% | 50% |  | 50% | 100% | 50% | 100% |  | 100% |  |  | 100% | 100% |  |  |  | Most widespread technology |  |  | Most widespread technology | [7 empty] | Most widespread fuel |  |  | Most widespread technology |  | Most widespread technology |  |  | Most widespread technology | [6 empty] | Most widespread fuel |  |  | 91.5026 | 36.6683 | 32.5867 | 130.3088 | 4.0335 | 38.1264 | 3.0663 | 0.0046906 | 4.0672 | 0.00051597
Residential sector | Single family- Terraced houses | Single family- Terraced houses | Post 2010 | 31.15 | 20.6728 | 0.12 | 0.82317 | 0.45 | 0.79107 | 0.0057622 | 0.026342 | 0.66765 | 0.05186 | 0.10366 | 0.67 | 1.3 | 0.29 | 0.22 | 100% |  |  |  | 100% | 100% | [5 empty] | 100% |  |  |  | 100% |  |  |  |  | 100% |  |  |  | 100% | 100% |  | 100% |  |  | 100% | 100% |  |  |  | Most widespread technology |  |  | Most widespread technology | [7 empty] | Most widespread fuel |  |  | Most widespread technology |  | Most widespread technology |  |  | Most widespread technology | [6 empty] | Most widespread fuel |  |  | 64.4674 | 33.8947 | 32.5867 | 91.808 | 3.7284 | 38.1264 | 2.369 | 0.0040674 | 3.0856 | 0.00044741
Residential sector | Multifamily houses | Multifamily houses |  |  |  |  | 1.1214 | 0.354 | 1.0777 | 0.0078498 | 0.035885 | 1.5338
Residential sector | Multifamily houses | Multifamily houses | Before 1945 | 2.38 | 1.6753 | 0.00828 | 0.057114 | 0.01 | 0.054887 | 0.0003998 | 0.0018277 | 0.051284 | 0.0035982 | 0.0022324 | 1.9 | 2.6 | 1.4 | 1.6 | 100% |  |  |  | 100% | [6 empty] | 100% |  |  | 100% |  |  |  |  | 100% |  |  |  |  | 100% |  |  |  |  | 100% |  |  |  |  | 100% | Most widespread technology |  |  | Most widespread technology | [7 empty] | Most widespread fuel |  |  | Most widespread technology |  | Most widespread technology |  |  | Most widespread technology | [6 empty] | Most widespread fuel |  |  | 111.9427 | 47.0106 | 31.5992 | 159.4176 | 5.1712 | 36.9711 | 0.28394 | 0.00038925 | 0.35506 | 4.2817e-05
Residential sector | Multifamily houses | Multifamily houses | 1945 - 1969 | 12.0847 | 6.5588 | 0.066508 | 0.30084 | 0.12 | 0.28911 | 0.0021059 | 0.009627 | 0.27013 | 0.018953 | 0.011759 | 1.7 | 2.5 | 1.3 | 1.4 | 100% |  |  |  | 100% | 100% | [5 empty] | 100% |  |  |  | 100% |  |  |  |  | 100% |  |  |  | 100% |  |  | 100% |  |  | 100% |  |  |  |  | Most widespread technology |  |  | Most widespread technology | [7 empty] | Most widespread fuel |  |  | Most widespread technology |  | Most widespread technology |  |  | Most widespread technology | [6 empty] | Most widespread fuel |  |  | 79.8142 | 66.7551 | 31.5992 | 113.6635 | 7.3431 | 36.9711 | 0.92655 | 0.0044397 | 1.1923 | 0.00048837
Residential sector | Multifamily houses | Multifamily houses | 1970 - 1979 | 6.743 | 2.6043 | 0.037458 | 0.22821 | 0.1 | 0.21931 | 0.0015975 | 0.0073028 | 0.20491 | 0.014377 | 0.0089198 | 1.5 | 2.45 | 1.25 | 1.3 | 100% |  |  |  | 100% | 100% | [5 empty] | 100% |  |  |  | 100% |  |  |  |  | 100% |  |  |  | 100% |  |  | 100% |  |  | 100% |  |  |  |  | Most widespread technology |  |  | Most widespread technology | [7 empty] | Most widespread fuel |  |  | Most widespread technology |  | Most widespread technology |  |  | Most widespread technology | [6 empty] | Most widespread fuel |  |  | 78.209 | 42.3096 | 31.5992 | 111.3775 | 4.6541 | 36.9711 | 0.43795 | 0.0015848 | 0.53936 | 0.00017433
Residential sector | Multifamily houses | Multifamily houses | 1980 - 1989 | 5.8702 | 1.9582 | 0.032221 | 0.19764 | 0.07 | 0.18994 | 0.0013835 | 0.0063246 | 0.17747 | 0.012452 | 0.007725 | 1.4 | 2.43 | 1.23 | 1.1 | 100% |  |  |  | 100% | 100% | [5 empty] | 100% |  |  |  | 100% |  |  |  | 50% | 50% |  | 50% | 100% | 50% | 100% |  | 100% |  |  | 100% |  |  |  |  | Most widespread technology |  |  | Most widespread technology | [7 empty] | Most widespread fuel |  |  | Most widespread technology |  | Most widespread technology |  |  | Most widespread technology | [6 empty] | Most widespread fuel |  |  | 66.3811 | 51.2416 | 31.5992 | 94.5334 | 5.6366 | 36.9711 | 0.33668 | 0.0016511 | 0.40214 | 0.00018162
Residential sector | Multifamily houses | Multifamily houses | 1990 - 1999 | 1.76 | 2.0253 | 0.0075601 | 0.045738 | 0.005 | 0.043954 | 0.00032016 | 0.0014636 | 0.041068 | 0.0028815 | 0.0017877 | 1.3 | 2.4 | 1.2 | 1 | 100% |  |  |  | 100% | 100% | [5 empty] | 100% |  |  |  | 100% |  |  |  |  | 100% |  |  |  | 100% | 100% |  | 100% |  |  | 100% | 100% |  |  |  | Most widespread technology |  |  | Most widespread technology | [7 empty] | Most widespread fuel |  |  | Most widespread technology |  | Most widespread technology |  |  | Most widespread technology | [6 empty] | Most widespread fuel |  |  | 47.6745 | 47.0106 | 31.5992 | 67.8932 | 5.1712 | 36.9711 | 0.15217 | 0.00035541 | 0.20257 | 3.9095e-05
Residential sector | Multifamily houses | Multifamily houses | 2000 - 2010 | 2.5035 | 4.0253 | 0.012021 | 0.070391 | 0.02 | 0.067646 | 0.00049274 | 0.0022525 | 0.063205 | 0.0044346 | 0.0027513 | 0.9 | 1.4 | 1 | 0.61 | 100% |  |  |  | 100% | 100% | [5 empty] | 100% |  |  |  | 100% |  |  |  | 50% | 50% |  | 50% | 100% | 50% | 100% |  | 100% |  |  | 100% | 100% |  |  |  | Most widespread technology |  |  | Most widespread technology | [7 empty] | Most widespread fuel |  |  | Most widespread technology |  | Most widespread technology |  |  | Most widespread technology | [6 empty] | Most widespread fuel |  |  | 40.0218 | 36.6683 | 31.5992 | 56.995 | 4.0335 | 36.9711 | 0.26141 | 0.00044078 | 0.32198 | 4.8486e-05
Residential sector | Multifamily houses | Multifamily houses | Post 2010 | 8.38 | 3.8162 | 0.00702 | 0.22145 | 0.029 | 0.21281 | 0.0015502 | 0.0070864 | 0.19884 | 0.013951 | 0.0086555 | 0.67 | 1.3 | 0.29 | 0.22 | 100% |  |  |  | 100% | 100% | [5 empty] | 100% |  |  |  | 100% |  |  |  | 50% | 50% |  | 50% | 100% | 50% | 100% |  | 100% |  |  | 100% | 100% |  |  |  | Most widespread technology |  |  | Most widespread technology | [7 empty] | Most widespread fuel |  |  | Most widespread technology |  | Most widespread technology |  |  | Most widespread technology | [6 empty] | Most widespread fuel |  |  | 37.4269 | 33.8947 | 31.5992 | 53.2996 | 3.7284 | 36.9711 | 0.42883 | 0.00023794 | 0.51322 | 2.6173e-05
Residential sector | Appartment blocks | Appartment blocks |  | 168.4158 |  |  | 1.8819 | 0.38 | 1.8085 | 0.013173 | 0.06022 | 1.6862
Residential sector | Appartment blocks | Appartment blocks | Before 1945 | 15.61 | 9.1686 | 0.0264 | 0.17442 | 0.02 | 0.16762 | 0.001221 | 0.0055816 | 0.15629 | 0.010989 | 0.0071431 | 1.9 | 2.6 | 1.4 | 1.6 | 100% |  |  |  | 100% | [6 empty] | 100% |  |  | 100% |  |  |  |  | 100% |  |  |  |  | 100% |  |  |  |  | 100% |  |  |  |  | 100% | Most widespread technology |  |  | Most widespread technology | [7 empty] | Most widespread fuel |  |  | Most widespread technology |  | Most widespread technology |  |  | Most widespread technology | [6 empty] | Most widespread fuel |  |  | 111.9427 | 47.0106 | 31.5992 | 159.4176 | 5.1712 | 36.9711 | 1.5408 | 0.0012411 | 2.0388 | 0.00013652
Residential sector | Appartment blocks | Appartment blocks | 1945 - 1969 | 40.9053 | 27.8947 | 0.17817 | 0.45707 | 0.12 | 0.43925 | 0.0031995 | 0.014626 | 0.40956 | 0.028796 | 0.018718 | 1.7 | 2.5 | 1.3 | 1.4 | 100% |  |  |  | 100% | 100% | [5 empty] | 100% |  |  |  | 100% |  |  |  |  | 100% |  |  |  | 100% |  |  | 100% |  |  | 100% |  |  |  |  | Most widespread technology |  |  | Most widespread technology | [7 empty] | Most widespread fuel |  |  | Most widespread technology |  | Most widespread technology |  |  | Most widespread technology | [6 empty] | Most widespread fuel |  |  | 79.8142 | 66.7551 | 31.5992 | 113.6635 | 7.3431 | 36.9711 | 3.5402 | 0.011894 | 4.6829 | 0.0013083
Residential sector | Appartment blocks | Appartment blocks | 1970 - 1979 | 30.747 | 20.3745 | 0.11722 | 0.34356 | 0.1 | 0.33017 | 0.002405 | 0.010994 | 0.30785 | 0.021645 | 0.01407 | 1.5 | 2.45 | 1.25 | 1.3 | 100% |  |  |  | 100% | 100% | [5 empty] | 100% |  |  |  | 100% |  |  |  |  | 100% |  |  |  | 100% |  |  | 100% |  |  | 100% |  |  |  |  | Most widespread technology |  |  | Most widespread technology | [7 empty] | Most widespread fuel |  |  | Most widespread technology |  | Most widespread technology |  |  | Most widespread technology | [6 empty] | Most widespread fuel |  |  | 78.209 | 42.3096 | 31.5992 | 111.3775 | 4.6541 | 36.9711 | 2.5863 | 0.0049596 | 3.406 | 0.00054556
Residential sector | Appartment blocks | Appartment blocks | 1980 - 1989 | 26.6198 | 17.3191 | 0.092459 | 0.29745 | 0.05 | 0.28585 | 0.0020821 | 0.0095183 | 0.26653 | 0.018739 | 0.012181 | 1.4 | 2.43 | 1.23 | 1.1 | 100% |  |  |  | 100% | 100% | [5 empty] | 100% |  |  |  | 100% |  |  |  | 50% | 50% |  | 50% | 100% | 50% | 100% |  | 100% |  |  | 100% |  |  |  |  | Most widespread technology |  |  | Most widespread technology | [7 empty] | Most widespread fuel |  |  | Most widespread technology |  | Most widespread technology |  |  | Most widespread technology | [6 empty] | Most widespread fuel |  |  | 66.3811 | 51.2416 | 31.5992 | 94.5334 | 5.6366 | 36.9711 | 2.012 | 0.0047377 | 2.6214 | 0.00052115
Residential sector | Appartment blocks | Appartment blocks | 1990 - 1999 | 15.73 | 9.2574 | 0.02712 | 0.17577 | 0.02 | 0.16891 | 0.0012304 | 0.0056245 | 0.15749 | 0.011073 | 0.007198 | 1.3 | 2.4 | 1.2 | 1 | 100% |  |  |  | 100% | 100% | [5 empty] | 100% |  |  |  | 100% |  |  |  |  | 100% |  |  |  | 100% | 100% |  | 100% |  |  | 100% | 100% |  |  |  | Most widespread technology |  |  | Most widespread technology | [7 empty] | Most widespread fuel |  |  | Most widespread technology |  | Most widespread technology |  |  | Most widespread technology | [6 empty] | Most widespread fuel |  |  | 47.6745 | 47.0106 | 31.5992 | 67.8932 | 5.1712 | 36.9711 | 0.9384 | 0.0012749 | 1.2101 | 0.00014024
Residential sector | Appartment blocks | Appartment blocks | 2000 - 2010 | 19.9865 | 12.4085 | 0.052659 | 0.22333 | 0.04 | 0.21462 | 0.0015633 | 0.0071465 | 0.20011 | 0.01407 | 0.0091458 | 0.9 | 1.4 | 1 | 0.61 | 100% |  |  |  | 100% | 100% | [5 empty] | 100% |  |  |  | 100% |  |  |  | 50% | 50% |  | 50% | 100% | 50% | 100% |  | 100% |  |  | 100% | 100% |  |  |  | Most widespread technology |  |  | Most widespread technology | [7 empty] | Most widespread fuel |  |  | Most widespread technology |  | Most widespread technology |  |  | Most widespread technology | [6 empty] | Most widespread fuel |  |  | 40.0218 | 36.6683 | 31.5992 | 56.995 | 4.0335 | 36.9711 | 1.1494 | 0.0019309 | 1.4461 | 0.0002124
Residential sector | Appartment blocks | Appartment blocks | Post 2010 | 18.8171 | 11.5428 | 0.045643 | 0.21026 | 0.03 | 0.20206 | 0.0014718 | 0.0067284 | 0.1884 | 0.013246 | 0.0086106 | 0.67 | 1.3 | 0.29 | 0.22 | 100% |  |  |  | 100% | 100% | [5 empty] | 100% |  |  |  | 100% |  |  |  | 50% | 50% |  | 50% | 100% | 50% | 100% |  | 100% |  |  | 100% | 100% |  |  |  | Most widespread technology |  |  | Most widespread technology | [7 empty] | Most widespread fuel |  |  | Most widespread technology |  | Most widespread technology |  |  | Most widespread technology | [6 empty] | Most widespread fuel |  |  | 37.4269 | 33.8947 | 31.5992 | 53.2996 | 3.7284 | 36.9711 | 1.0478 | 0.001547 | 1.3109 | 0.00017018
Service sector | Total | Total |  |  |  |  | 0.87944 | 0.378 | 0.44572 | 0.43372 | 0
Service sector | Total | Total | Before 1945 | 16.593 | 16.593 | 0.82717 | 0.18265 | 0.077875 | 0.093345 | 0.089304 | 0 | 0.16458 | 0.018064 | 0 | 1.9 | 2.6 | 1.1 | 1.4 | [64 empty] | 101.6614 | 46.1999 | 2.0212 | 142.326 | 15.246 | 3.0318 | 1.7204 | 0.038215 | 2.4119 | 0.012611 | 16.593 | 11.71% | 37.29% | 21.86% | 20.75% | 2.886% | 5.494% | 100% |  | 0.4618% | 1.533% | 0.05708% | 3.08% | 0.3122% | 0.356%
Service sector | Total | Total | 1945 - 1969 | 30.0276 | 30.0276 | 1.3848 | 0.30313 | 0.13447 | 0.15421 | 0.14892 | 0 | 0.27207 | 0.031068 | 6.5919e-17 | 1.6 | 2.7 | 1.2 | 1.25 | [64 empty] | 129.6418 | 49.4423 | 1.7666 | 181.4985 | 16.3159 | 2.6499 | 3.9459 | 0.068468 | 5.5295 | 0.022594 | 30.0276 | 15.73% | 28.55% | 17.82% | 15.36% | 5.796% | 16.74% | 100% |  | 1.123% | 3.966% | 0.1007% | 6.657% | 1.45% | 2.942%
Service sector | Total | Total | 1970 - 1979 | 9.6685 | 9.6685 | 0.59548 | 0.098459 | 0.041378 | 0.049763 | 0.048696 | 0 | 0.088687 | 0.009772 | 0 | 1.5 | 2.55 | 1.15 | 1.175 | [64 empty] | 128.2221 | 50.6092 | 1.7571 | 179.5109 | 16.701 | 2.6357 | 1.2567 | 0.030137 | 1.7611 | 0.0099451 | 9.6685 | 14.57% | 31.71% | 17.43% | 15.24% | 3.238% | 17.81% | 100% |  | 0.71% | 2.444% | 0.08612% | 4.066% | 0.4977% | 1.672%
Service sector | Total | Total | 1980 - 1989 | 8.7937 | 8.7937 | 0.56156 | 0.090319 | 0.036716 | 0.045643 | 0.044676 | 0 | 0.081527 | 0.0087919 | 0 | 1.45 | 2.475 | 1.17 | 1.1 | [64 empty] | 126.0541 | 51.2882 | 1.763 | 176.4758 | 16.9251 | 2.6446 | 1.124 | 0.028801 | 1.5751 | 0.0095045 | 8.7937 | 13.93% | 33.72% | 18.01% | 15.6% | 1.257% | 17.49% | 100% |  | 0.4764% | 1.23% | 0.06193% | 2.313% | 0.1128% | 1.049%
Service sector | Total | Total | 1990 - 1999 | 8.3149 | 8.3149 | 0.53943 | 0.089906 | 0.035519 | 0.04529 | 0.044616 | 0 | 0.081224 | 0.0086823 | 0 | 1.4 | 2.4 | 1.1 | 1.05 | [64 empty] | 123.1075 | 49.7041 | 1.758 | 172.3504 | 16.4024 | 2.6369 | 1.0382 | 0.026812 | 1.455 | 0.0088479 | 8.3149 | 16.94% | 34.44% | 17.83% | 15.28% | 0.3322% | 15.17% | 100% |  | 0.5517% | 1.206% | 0.06379% | 1.998% | 0.02719% | 0.8471%
Service sector | Total | Total | 2000 - 2010 | 8.582 | 8.582 | 0.55335 | 0.091172 | 0.042313 | 0.04574 | 0.045432 | 0 | 0.081663 | 0.0095092 | 0 | 1 | 1.85 | 0.3 | 1 | [64 empty] | 115.4879 | 49.1532 | 1.8126 | 161.6831 | 16.2206 | 2.7189 | 1.0067 | 0.027199 | 1.4109 | 0.0089756 | 8.582 | 14.06% | 30.58% | 16.09% | 13.41% | 12.34% | 13.52% | 100% |  | 0.508% | 0.9729% | 0.06757% | 1.854% | 1.029% | 0.7631%
Service sector | Total | Total | Post 2010 | 1.8692 | 1.8692 | 0.072471 | 0.023799 | 0.0097327 | 0.011726 | 0.012073 | 0 | 0.021357 | 0.0024419 | 0 | 0.56 | 1.3 | 0.18 | 0.22 | [64 empty] | 108.6438 | 37.9969 | 1.7953 | 152.1014 | 12.539 | 2.693 | 0.20644 | 0.0027537 | 0.28935 | 0.00090871 | 1.8692 | 38.42% | 23.15% | 9.36% | 15.76% | 5.419% | 7.882% | 100% |  | 0.5183% | 0.3137% | 0.01064% | 1.338% | 0.2492% | 0.1972%
Service sector | Offices | Offices |  |  |  |  | 0.22619 | 0.08 | 0.11047 | 0.11572 | 0
Service sector | Offices | Offices | Before 1945 | 1.9429 | 1.9429 | 0.1121 | 0.034785 | 0.012303 | 0.016989 | 0.017796 | 0 | 0.031185 | 0.0036003 | 0 | 1.9 | 2.6 | 1.1 | 1.4 | [64 empty] | 97.6405 | 46.1999 | 1.0696 | 136.6967 | 15.246 | 1.6045 | 0.21298 | 0.0051789 | 0.26871 | 0.001709
Service sector | Offices | Offices | 1945 - 1969 | 4.7238 | 4.7238 | 0.21991 | 0.084572 | 0.029913 | 0.041305 | 0.043267 | 0 | 0.075819 | 0.0087532 | 0 | 1.6 | 2.7 | 1.2 | 1.25 | [64 empty] | 152.0577 | 42.9659 | 1.0696 | 212.8807 | 14.1787 | 1.6045 | 0.74454 | 0.0094487 | 1.0132 | 0.0031181
Service sector | Offices | Offices | 1970 - 1979 | 1.4088 | 1.4088 | 0.091392 | 0.025223 | 0.0089213 | 0.012319 | 0.012904 | 0 | 0.022613 | 0.0026106 | 0 | 1.5 | 2.55 | 1.15 | 1.175 | [64 empty] | 151.8836 | 43.3955 | 1.0696 | 212.6371 | 14.3205 | 1.6045 | 0.23669 | 0.003966 | 0.30183 | 0.0013088
Service sector | Offices | Offices | 1980 - 1989 | 1.2247 | 1.2247 | 0.084252 | 0.021926 | 0.0077551 | 0.010709 | 0.011217 | 0 | 0.019657 | 0.0022694 | 0 | 1.45 | 2.475 | 1.17 | 1.1 | [64 empty] | 151.7096 | 39.9239 | 1.0696 | 212.3935 | 13.1749 | 1.6045 | 0.20831 | 0.0033637 | 0.26208 | 0.00111
Service sector | Offices | Offices | 1990 - 1999 | 1.4088 | 1.4088 | 0.087822 | 0.025223 | 0.0089213 | 0.012319 | 0.012904 | 0 | 0.022613 | 0.0026106 | 0 | 1.4 | 2.4 | 1.1 | 1.05 | [64 empty] | 151.3616 | 36.4522 | 1.0696 | 211.9062 | 12.0292 | 1.6045 | 0.23595 | 0.0032013 | 0.3008 | 0.0010564
Service sector | Offices | Offices | 2000 - 2010 | 1.2063 | 1.2063 | 0.083538 | 0.021596 | 0.0076385 | 0.010548 | 0.011049 | 0 | 0.019361 | 0.0022352 | 0 | 1 | 1.85 | 0.3 | 1 | [64 empty] | 150.6655 | 33.1715 | 1.0696 | 210.9317 | 10.9466 | 1.6045 | 0.20423 | 0.0027711 | 0.25637 | 0.00091446
Service sector | Offices | Offices | Post 2010 | 0.71823 | 0.71823 | 0.027846 | 0.012859 | 0.0045481 | 0.0062803 | 0.0065786 | 0 | 0.011528 | 0.0013309 | 0 | 0.56 | 1.3 | 0.18 | 0.22 | [64 empty] | 150.4021 | 32.8101 | 1.0696 | 210.5629 | 10.8273 | 1.6045 | 0.12999 | 0.00091363 | 0.15239 | 0.0003015
Service sector | Trade | Trade |  |  |  |  | 0.47825 | 0.123 | 0.21282 | 0.26543 | 0
Service sector | Trade | Trade | Before 1945 | 6.1878 | 6.1878 | 0.27668 | 0.11078 | 0.028492 | 0.049299 | 0.061485 | 0 | 0.10248 | 0.0083088 | 0 | 1.9 | 2.6 | 1.1 | 1.4 | [64 empty] | 98.5811 | 46.1999 | 1.9253 | 138.0136 | 15.246 | 2.888 | 0.62192 | 0.012782 | 0.87188 | 0.0042182
Service sector | Trade | Trade | 1945 - 1969 | 8.5727 | 8.5727 | 0.36914 | 0.15348 | 0.039474 | 0.0683 | 0.085183 | 0 | 0.14197 | 0.011511 | 1.3878e-17 | 1.6 | 2.7 | 1.2 | 1.25 | [64 empty] | 128.306 | 57.7498 | 1.9253 | 179.6284 | 19.0574 | 2.888 | 1.1164 | 0.021318 | 1.5647 | 0.0070348
Service sector | Trade | Trade | 1970 - 1979 | 3.0663 | 3.0663 | 0.15565 | 0.054898 | 0.014119 | 0.02443 | 0.030468 | 0 | 0.05078 | 0.0041173 | 0 | 1.5 | 2.55 | 1.15 | 1.175 | [64 empty] | 126.3365 | 58.3273 | 1.9253 | 176.8711 | 19.248 | 2.888 | 0.39329 | 0.0090788 | 0.5512 | 0.002996
Service sector | Trade | Trade | 1980 - 1989 | 2.965 | 2.965 | 0.15172 | 0.053084 | 0.013653 | 0.023623 | 0.029462 | 0 | 0.049103 | 0.0039813 | 0 | 1.45 | 2.475 | 1.17 | 1.1 | [64 empty] | 124.367 | 62.9935 | 1.9253 | 174.1138 | 20.7879 | 2.888 | 0.37446 | 0.0095577 | 0.52481 | 0.003154
Service sector | Trade | Trade | 1990 - 1999 | 2.8637 | 2.8637 | 0.1478 | 0.051271 | 0.013186 | 0.022816 | 0.028455 | 0 | 0.047426 | 0.0038453 | 0 | 1.4 | 2.4 | 1.1 | 1.05 | [64 empty] | 120.428 | 67.6597 | 1.9253 | 168.5992 | 22.3277 | 2.888 | 0.35039 | 0.01 | 0.49109 | 0.0033
Service sector | Trade | Trade | 2000 - 2010 | 2.6243 | 2.6243 | 0.13852 | 0.046985 | 0.012084 | 0.020908 | 0.026076 | 0 | 0.043461 | 0.0035238 | 0 | 1 | 1.85 | 0.3 | 1 | [64 empty] | 112.5499 | 68.3363 | 1.9253 | 157.5699 | 22.551 | 2.888 | 0.30042 | 0.0094657 | 0.42109 | 0.0031237
Service sector | Trade | Trade | Post 2010 | 0.43278 | 0.43278 | 0.016779 | 0.0077483 | 0.0019928 | 0.003448 | 0.0043003 | 0 | 0.0071672 | 0.00058112 | 0 | 0.56 | 1.3 | 0.18 | 0.22 | [64 empty] | 95.9473 | 46.1999 | 1.9253 | 134.3262 | 15.246 | 2.888 | 0.042357 | 0.00077519 | 0.059384 | 0.00025581
Service sector | Education | Education |  |  |  |  | 0.07 | 0.07 | 0.07 | 0 | 0
Service sector | Education | Education | Before 1945 | 3.628 | 3.628 | 0.17743 | 0.016614 | 0.016614 | 0.016614 | 0 | 0 | 0.013856 | 0.002758 | 0 | 1.9 | 2.6 | 1.1 | 1.4 | [64 empty] | 99.3337 | 46.1999 | 0.71957 | 139.0671 | 15.246 | 1.0794 | 0.36299 | 0.0081972 | 0.50845 | 0.0027051
Service sector | Education | Education | 1945 - 1969 | 5.3499 | 5.3499 | 0.24419 | 0.0245 | 0.0245 | 0.0245 | 0 | 0 | 0.020433 | 0.004067 | 0 | 1.6 | 2.7 | 1.2 | 1.25 | [64 empty] | 65.564 | 50.3578 | 0.71957 | 91.7896 | 16.6181 | 1.0794 | 0.35461 | 0.012297 | 0.49684 | 0.0040579
Service sector | Education | Education | 1970 - 1979 | 1.6851 | 1.6851 | 0.1021 | 0.0077169 | 0.0077169 | 0.0077169 | 0 | 0 | 0.0064359 | 0.001281 | 0 | 1.5 | 2.55 | 1.15 | 1.175 | [64 empty] | 64.4564 | 50.8614 | 0.71957 | 90.2389 | 16.7843 | 1.0794 | 0.10983 | 0.0051931 | 0.15388 | 0.0017137
Service sector | Education | Education | 1980 - 1989 | 1.5838 | 1.5838 | 0.098175 | 0.007253 | 0.007253 | 0.007253 | 0 | 0 | 0.006049 | 0.001204 | 0 | 1.45 | 2.475 | 1.17 | 1.1 | [64 empty] | 63.3487 | 43.9951 | 0.71957 | 88.6882 | 14.5184 | 1.0794 | 0.10147 | 0.0043192 | 0.14217 | 0.0014253
Service sector | Education | Education | 1990 - 1999 | 1.4825 | 1.4825 | 0.094248 | 0.0067892 | 0.0067892 | 0.0067892 | 0 | 0 | 0.0056622 | 0.001127 | 0 | 1.4 | 2.4 | 1.1 | 1.05 | [64 empty] | 61.1335 | 37.1288 | 0.71957 | 85.5869 | 12.2525 | 1.0794 | 0.091697 | 0.0034993 | 0.12848 | 0.0011548
Service sector | Education | Education | 2000 - 2010 | 1.3812 | 1.3812 | 0.090321 | 0.0063253 | 0.0063253 | 0.0063253 | 0 | 0 | 0.0052753 | 0.00105 | 0 | 1 | 1.85 | 0.3 | 1 | [64 empty] | 56.703 | 42.3269 | 0.71957 | 79.3842 | 13.9679 | 1.0794 | 0.079313 | 0.003823 | 0.11114 | 0.0012616
Service sector | Education | Education | Post 2010 | 0.17495 | 0.17495 | 0.006783 | 0.0008012 | 0.0008012 | 0.0008012 | 0 | 0 | 0.0006682 | 0.000133 | 0 | 0.56 | 1.3 | 0.18 | 0.22 | [64 empty] | 55.5083 | 38.383 | 0.71957 | 77.7117 | 12.6664 | 1.0794 | 0.0098373 | 0.00026035 | 0.013785 | 8.5916e-05
Service sector | Health | Health |  |  |  |  | 0.06 | 0.06 | 0.031452 | 0.028548 | 0
Service sector | Health | Health | Before 1945 | 3.4438 | 3.4438 | 0.17029 | 0.015172 | 0.015172 | 0.0079534 | 0.007219 | 0 | 0.012654 | 0.0025186 | 0 | 1.9 | 2.6 | 1.1 | 1.4 | [64 empty] | 124.5434 | 46.1999 | 4.4341 | 174.3607 | 15.246 | 6.6512 | 0.44418 | 0.0078673 | 0.62337 | 0.0025962
Service sector | Health | Health | 1945 - 1969 | 4.6133 | 4.6133 | 0.21563 | 0.020325 | 0.020325 | 0.010654 | 0.0096704 | 0 | 0.016951 | 0.0033739 | 0 | 1.6 | 2.7 | 1.2 | 1.25 | [64 empty] | 154.2682 | 42.9659 | 4.4341 | 215.9755 | 14.1787 | 6.6512 | 0.73214 | 0.0092646 | 1.027 | 0.0030573
Service sector | Health | Health | 1970 - 1979 | 1.4733 | 1.4733 | 0.093891 | 0.0064909 | 0.0064909 | 0.0034025 | 0.0030884 | 0 | 0.0054134 | 0.0010775 | 0 | 1.5 | 2.55 | 1.15 | 1.175 | [64 empty] | 152.1752 | 43.3955 | 4.4341 | 213.0453 | 14.3205 | 6.6512 | 0.23073 | 0.0040744 | 0.32368 | 0.0013446
Service sector | Health | Health | 1980 - 1989 | 1.372 | 1.372 | 0.089964 | 0.0060446 | 0.0060446 | 0.0031686 | 0.002876 | 0 | 0.0050412 | 0.0010034 | 0 | 1.45 | 2.475 | 1.17 | 1.1 | [64 empty] | 150.0823 | 43.3955 | 4.4341 | 210.1152 | 14.3205 | 6.6512 | 0.212 | 0.003904 | 0.29741 | 0.0012883
Service sector | Health | Health | 1990 - 1999 | 1.2707 | 1.2707 | 0.086037 | 0.0055984 | 0.0055984 | 0.0029347 | 0.0026637 | 0 | 0.004669 | 0.00092933 | 0 | 1.4 | 2.4 | 1.1 | 1.05 | [64 empty] | 145.8963 | 33.4146 | 4.4341 | 204.2549 | 11.0268 | 6.6512 | 0.19103 | 0.0028749 | 0.268 | 0.00094871
Service sector | Health | Health | 2000 - 2010 | 1.151 | 1.151 | 0.081396 | 0.005071 | 0.005071 | 0.0026582 | 0.0024128 | 0 | 0.0042292 | 0.00084178 | 0 | 1 | 1.85 | 0.3 | 1 | [64 empty] | 137.5245 | 37.7584 | 4.4341 | 192.5342 | 12.4603 | 6.6512 | 0.1634 | 0.0030734 | 0.22927 | 0.0010142
Service sector | Health | Health | Post 2010 | 0.29466 | 0.29466 | 0.011424 | 0.0012982 | 0.0012982 | 0.0006805 | 0.00061767 | 0 | 0.0010827 | 0.0002155 | 0 | 0.56 | 1.3 | 0.18 | 0.22 | [64 empty] | 102.974 | 34.8396 | 4.4341 | 144.1636 | 11.4971 | 6.6512 | 0.031649 | 0.00039801 | 0.044439 | 0.00013134
Service sector | Hotels and Restaurants | Hotels and Restaurants |  |  |  |  | 0.038 | 0.038 | 0.018175 | 0.019825 | 0
Service sector | Hotels and Restaurants | Hotels and Restaurants | Before 1945 | 0.47882 | 0.47882 | 0.018564 | 0.00475 | 0.00475 | 0.0022719 | 0.0024781 | 0 | 0.0039615 | 0.0007885 | 0 | 1.9 | 2.6 | 1.1 | 1.4 | [64 empty] | 79.3917 | 46.1999 | 2.2171 | 111.1484 | 15.246 | 3.3256 | 0.039076 | 0.00085765 | 0.054813 | 0.00028303
Service sector | Hotels and Restaurants | Hotels and Restaurants | 1945 - 1969 | 1.7403 | 1.7403 | 0.10424 | 0.017264 | 0.017264 | 0.0082576 | 0.0090068 | 0 | 0.014399 | 0.0028659 | 0 | 1.6 | 2.7 | 1.2 | 1.25 | [64 empty] | 128.8704 | 44.8139 | 2.2171 | 180.4185 | 14.7886 | 3.3256 | 0.22814 | 0.0046716 | 0.31978 | 0.0015416
Service sector | Hotels and Restaurants | Hotels and Restaurants | 1970 - 1979 | 0.31308 | 0.31308 | 0.048909 | 0.0031058 | 0.0031058 | 0.0014855 | 0.0016203 | 0 | 0.0025902 | 0.00051556 | 0 | 1.5 | 2.55 | 1.15 | 1.175 | [64 empty] | 126.5423 | 45.262 | 2.2171 | 177.1592 | 14.9365 | 3.3256 | 0.040311 | 0.0022137 | 0.056505 | 0.00073053
Service sector | Hotels and Restaurants | Hotels and Restaurants | 1980 - 1989 | 0.1105 | 0.1105 | 0.041055 | 0.0010962 | 0.0010962 | 0.00052429 | 0.00057186 | 0 | 0.00091419 | 0.00018196 | 0 | 1.45 | 2.475 | 1.17 | 1.1 | [64 empty] | 124.2141 | 40.0569 | 2.2171 | 173.8998 | 13.2188 | 3.3256 | 0.01397 | 0.0016445 | 0.019583 | 0.0005427
Service sector | Hotels and Restaurants | Hotels and Restaurants | 1990 - 1999 | 0.027624 | 0.027624 | 0.037842 | 0.00027404 | 0.00027404 | 0.00013107 | 0.00014297 | 0 | 0.00022855 | 4.549e-05 | 0 | 1.4 | 2.4 | 1.1 | 1.05 | [64 empty] | 119.5579 | 34.8517 | 2.2171 | 167.381 | 11.5011 | 3.3256 | 0.0033639 | 0.0013189 | 0.0047157 | 0.00043522
Service sector | Hotels and Restaurants | Hotels and Restaurants | 2000 - 2010 | 1.0589 | 1.0589 | 0.077826 | 0.010505 | 0.010505 | 0.0050244 | 0.0054804 | 0 | 0.008761 | 0.0017438 | 0 | 1 | 1.85 | 0.3 | 1 | [64 empty] | 110.2453 | 39.3825 | 2.2171 | 154.3435 | 12.9962 | 3.3256 | 0.11909 | 0.003065 | 0.16696 | 0.0010114
Service sector | Hotels and Restaurants | Hotels and Restaurants | Post 2010 | 0.10129 | 0.10129 | 0.003927 | 0.0010048 | 0.0010048 | 0.0004806 | 0.00052421 | 0 | 0.00083801 | 0.0001668 | 0 | 0.56 | 1.3 | 0.18 | 0.22 | [64 empty] | 64.1718 | 36.3123 | 2.2171 | 89.8405 | 11.983 | 3.3256 | 0.0067245 | 0.0001426 | 0.0094367 | 4.7057e-05
Service sector | Other non-residential buildings | Other non-residential buildings |  |  |  |  | 0.007 | 0.007 | 0.0028 | 0.0042 | 0
Service sector | Other non-residential buildings | Other non-residential buildings | Before 1945 | 0.9116 | 0.9116 | 0.072114 | 0.00054225 | 0.00054225 | 0.0002169 | 0.00032535 | 0 | 0.00045224 | 9.0014e-05 | 0 | 1.9 | 2.6 | 1.1 | 1.4 | [64 empty] | 65.6581 | 46.1999 | 0.66123 | 91.9213 | 15.246 | 0.99185 | 0.060457 | 0.0033317 | 0.0847 | 0.0010994
Service sector | Other non-residential buildings | Other non-residential buildings | 1945 - 1969 | 5.0276 | 5.0276 | 0.23169 | 0.0029906 | 0.0029906 | 0.0011962 | 0.0017944 | 0 | 0.0024942 | 0.00049644 | 0 | 1.6 | 2.7 | 1.2 | 1.25 | [64 empty] | 156.7139 | 47.9323 | 0.66123 | 219.3995 | 15.8177 | 0.99185 | 0.79122 | 0.011106 | 1.108 | 0.0036648
Service sector | Other non-residential buildings | Other non-residential buildings | 1970 - 1979 | 1.7219 | 1.7219 | 0.10353 | 0.0010243 | 0.0010243 | 0.0004097 | 0.00061455 | 0 | 0.00085423 | 0.00017003 | 0 | 1.5 | 2.55 | 1.15 | 1.175 | [64 empty] | 154.4328 | 49.6648 | 0.66123 | 216.2059 | 16.3894 | 0.99185 | 0.26706 | 0.0051418 | 0.374 | 0.0016968
Service sector | Other non-residential buildings | Other non-residential buildings | 1980 - 1989 | 1.5378 | 1.5378 | 0.09639 | 0.00091471 | 0.00091471 | 0.00036588 | 0.00054883 | 0 | 0.00076287 | 0.00015184 | 0 | 1.45 | 2.475 | 1.17 | 1.1 | [64 empty] | 152.1517 | 53.1298 | 0.66123 | 213.0124 | 17.5328 | 0.99185 | 0.23499 | 0.0051212 | 0.32909 | 0.00169
Service sector | Other non-residential buildings | Other non-residential buildings | 1990 - 1999 | 1.2615 | 1.2615 | 0.08568 | 0.00075039 | 0.00075039 | 0.00030016 | 0.00045023 | 0 | 0.00062583 | 0.00012456 | 0 | 1.4 | 2.4 | 1.1 | 1.05 | [64 empty] | 147.5895 | 55.255 | 0.66123 | 206.6253 | 18.2342 | 0.99185 | 0.18702 | 0.0047343 | 0.26191 | 0.0015623
Service sector | Other non-residential buildings | Other non-residential buildings | 2000 - 2010 | 1.1602 | 1.1602 | 0.081753 | 0.00069014 | 0.00069014 | 0.00027606 | 0.00041408 | 0 | 0.00057558 | 0.00011456 | 0 | 1 | 1.85 | 0.3 | 1 | [64 empty] | 138.4651 | 50.7274 | 0.66123 | 193.8512 | 16.7401 | 0.99185 | 0.16142 | 0.0041471 | 0.22606 | 0.0013685
Service sector | Other non-residential buildings | Other non-residential buildings | Post 2010 | 0.14733 | 0.14733 | 0.005712 | 8.7637e-05 | 8.7637e-05 | 3.5055e-05 | 5.2582e-05 | 0 | 7.3089e-05 | 1.4548e-05 | 0 | 0.56 | 1.3 | 0.18 | 0.22 | [64 empty] | 47.381 | 46.1999 | 0.66123 | 66.3334 | 15.246 | 0.99185 | 0.007078 | 0.00026389 | 0.009919 | 8.7085e-05
0.007
1.852%
Estimated
Note on U2: TABULA, TABULA WebTool, 2017 http://webtool.building-typology.eu/#bm
Note on AF2: TABULA, TABULA WebTool, 2017 http://webtool.building-typology.eu/#bm
Note on AN2: TABULA, TABULA WebTool, 2017 http://webtool.building-typology.eu/#bm
Note on AU2: TABULA, TABULA WebTool, 2017 http://webtool.building-typology.eu/#bm
Note on BD2: SPezzutto: TABULA, TABULA WebTool, 2017 http://webtool.building-typology.eu/#bm
Note on BR2: SPezzutto: TABULA, TABULA WebTool, 2017 http://webtool.building-typology.eu/#bm
Note on BT2: SPezzutto: TABULA, TABULA WebTool, 2017 http://webtool.building-typology.eu/#bm
Following information have been retrieved by experts questioning and relate to Eastern Europe (Poland, Czech Republic, Hungary, Slovenia, Slovakia, Croatia, Bulgaria, Romania)
OFFICES
Construction materials:
Walls: in the majority of the cases BRICKS were used and INSULATION is present only in few cases.
Windows: in the majority of the cases WOOD was used . LOW-EMITTANCE GLASS is present only in few cases.
Roofs: in the majority of the cases CONCRETE ans METALLIC ROOF BOARDS were used and INSULATION in most of the cases is not present.
Floors: in the majority of the cases CONCRETE was used and INSULATION is present only in few cases.
Construction methodologies:
Walls: the most common methodology is SOLID WALL.
Windows: DOUBLE GLAZING is the most common.
Roofs: FLAT ROOF is the most common.
Floors: CONCRETE SLAB is the most common.
TRADE
Construction materials:
Walls: in the majority of the cases BRICKS were used and INSULATION is present only in few cases.
Windows: in the majority of the cases WOOD was used . LOW-EMITTANCE GLASS is present only in few cases.
Roofs: in the majority of the cases CONCRETE was used and INSULATION in most of the cases is not present.
Floors: in the majority of the cases CONCRETE was used and INSULATION is present only in few cases.
Construction methodologies:
Walls: the most common methodology is SOLID WALL.
Windows: DOUBLE GLAZING is the most common.
Roofs: FLAT ROOF is the most common.
Floors: CONCRETE SLAB is the most common.
EDUCATION
Construction materials:
Walls: in the majority of the cases BRICKS were used and INSULATION is present only in few cases.
Windows: in the majority of the cases SYNTHETIC was used . LOW-EMITTANCE GLASS is present only in few cases.
Roofs: in the majority of the cases CONCRETE ans TILES were used and INSULATION in most of the cases is not present.
Floors: in the majority of the cases CONCRETE was used and INSULATION is present only in few cases.
Construction methodologies:
Walls: the most common methodology is SOLID WALL.
Windows: DOUBLE GLAZING is the most common.
Roofs: FLAT ROOF is the most common.
Floors: CONCRETE SLAB is the most common.
HEALTH
Construction materials:
Walls: in the majority of the cases BRICKS were used and INSULATION is present only in few cases.
Windows: in the majority of the cases WOOD was used . LOW-EMITTANCE GLASS is present only in few cases.
Roofs: in the majority of the cases CONCRETE ans METALLIC ROOF BOARDS were used and INSULATION in most of the cases is not present.
Floors: in the majority of the cases CONCRETE was used and INSULATION is present only in few cases.
Construction methodologies:
Walls: the most common methodology is SOLID WALL.
Windows: DOUBLE GLAZING is the most common.
Roofs: FLAT ROOF is the most common.
Floors: CONCRETE SLAB is the most common.
HOTELS AND RESTAURANTS
Construction materials:
Walls: in the majority of the cases BRICKS were used and INSULATION is present only in few cases.
Windows: about 50% of the frames are made of SYNTHETIC/PVC material and the other 50% of ALUMINIUM. LOW-EMITTANCE GLASS is present only in few cases.
Roofs: in the majority of the cases CONCRETE ans BRICKS were used and INSULATION is most times not present.
Floors: in the majority of the cases CONCRETE was used and INSULATION is present only in few cases.
Construction methodologies:
Walls: the most common methodology is SOLID WALL.
Windows: DOUBLE GLAZING is the most common.
Roofs: FLAT ROOF is the most common.
Floors: CONCRETE SLAB is the most common.
OTHER NON RESIDENTIAL BUILDINGS
Construction materials:
Walls: in the majority of the cases BRICKS were used and INSULATION is present only in few cases.
Windows: in the majority of the cases WOOD was used . LOW-EMITTANCE GLASS is present only in few cases.
Roofs: in the majority of the cases CONCRETE ans METALLIC ROOF BOARDS were used and INSULATION in most of the cases is not present.
Floors: in the majority of the cases CONCRETE was used and INSULATION is present only in few cases.
Construction methodologies:
Walls: the most common methodology is SOLID WALL.
Windows: DOUBLE GLAZING is the most common.
Roofs: FLAT ROOF is the most common.
Floors: CONCRETE SLAB is the most common.
Following information have been retrieved by experts questioning and relate to Eastern Europe (Poland, Czech Republic, Hungary, Slovenia, Slovakia, Croatia, Bulgaria, Romania)
OFFICES
Space heating:
The most common is the non-condesing boiler, gas.
Space cooling:
Not present in most of the cases.
DHW:
The most common is the non-condesing boiler, gas.
TRADE
Space heating:
The most common is the non-condesing boiler, gas.
Space cooling:
Not present in most of the cases.
DHW:
The most common is the non-condesing boiler, gas.
EDUCATION
Space heating:
The most common is the non-condesing boiler, gas.
Space cooling:
Not present in most of the cases.
DHW:
The most common is the non-condesing boiler, gas.
HEALTH
Space heating:
The most common is the non-condesing boiler, gas.
Space cooling:
Present in most of the cases.
DHW:
The most common fuel used is gas.
HOTELS AND RESTAURANTS
Space heating:
The most common is the non-condesing boiler, gas.
Space cooling:
Not present in most of the cases.
DHW:
The most common is the non-condesing boiler, gas.
OTHER NON RESIDENTIAL BUILDINGS
Space heating:
The most common is the non-condesing boiler, gas.
Space cooling:
Not present in most of the cases.
DHW:
The most common is the non-condesing boiler, gas.

## Slovakia
[19 empty] | WALLS | [10 empty] | WINDOWS | [7 empty] | ROOF | [6 empty] | FLOOR | [8 empty] | SPACE HEATING | [13 empty] | SPACE COOLING |  | DHW
|  |  |  | Area |  |  |  |  | Tenure/ownership status and distribution |  |  | Occupancy |  |  | Construction features (U-values) |  |  |  | construction material |  |  |  | construction methodology | [6 empty] | construction material |  |  | construction methodology |  |  |  |  | construction material | [6 empty] | construction material |  |  |  | construction methodology |  |  |  |  | individual | central | district heating | boiler |  | combined | stove | electric heating | heat pump | fossil fuels |  |  | electricity | biomass | no space cooling | space cooling | individual | central | district heating | boiler |  | Combined | Solar collectors | heat pump | fossil fuels |  |  | electricity | biomass | Useful energy demand |  |  | Final energy consumption |  |  | Total useful energy demand |  | Total final energy consumption
Sector | Subsector | Building type | Building age class | Covered area: constructed [Mm²] | Covered area: heated [Mm²] | Covered area: cooled [Mm²] | Number of dwellings/units [Mil.] | Number of buildings [Mil.] | Owner occupied - dwellings/units [Mil.] | Private rented - dwellings/units [Mil.] | Social housing - dwellings/units [Mil.] | Occupied [Mil.] | Vacant [Mil.] | Secondary dwellings/ units and others [Mil.] | Walls | Windows | Roof | Floor | brick | concrete | wood | other | solid wall |  | cavity wall |  | honeycomb bricks / hollow blocks wall |  | other | wood | synthetic / pvc | aluminium | single glazing | double glazing |  | triple glazing |  | wood | concrete | concrete + bricks | tilted roof |  | flat roof |  | wood | concrete | concrete + bricks | other | concrete slab |  | wooden floor (rafters + boards) |  | other |  |  |  | non-condensing | condensing |  |  |  |  | solid | liquid | gas | [7 empty] | non-condensing | condensing |  |  |  | solid | liquid | gas |  |  | Space heating [kWh/m² year] | Space cooling [kWh/m² year] | Domestic hot water [kWh/m² year] | Space heating [kWh/m² year] | Space cooling [kWh/m² year] | Domestic hot water [kWh/m² year] | Space heating+Domestic hot water [TWh/year] | Space cooling [TWh/year] | Space heating+Domestic hot water [TWh/year] | Space cooling [TWh/year]
|  |  |  | 64.5915 | [19 empty] | insulation |  | insulation |  | insulation | [6 empty] | low-e |  | low-e |  |  |  |  | insulation |  | insulation | [5 empty] | insulation |  | insulation
Residential sector | Total | Total |  | 152.85 |  |  | 2.3664 | 0.991 | 2.1369 | 0.18695 | 0.042595 | 0.54891
Residential sector | Total | Total | Before 1945 | 35.42 | 22.7479 | 0.19256 | 0.54783 | 0.252 | 0.49469 | 0.043279 | 0.0098609 | 0.47622 | 0.055331 | 0.016284 | 1.5 | 3.7 | 2 | 2 | 100% |  |  |  | 100% | [6 empty] | 100% |  |  | 100% |  |  |  |  | 80.86% | 19.14% |  | 80.86% |  | 19.14% |  |  | 69.48% |  | 30.52% | 50% |  |  |  | 50% |  |  | Most widespread technology | Most widespread technology | [8 empty] | Most widespread fuel |  | Most widespread technology |  | Widespread technology |  | Widespread technology | Most widespread technology | [6 empty] | Widespread fuel | Widespread fuel |  | 129.4977 | 27.7725 | 21.3369 | 147.6274 | 4.5214 | 35.2507 | 3.7016 | 0.0053479 | 4.6068 | 0.00087063 | 35.42 | 61.04% | 0.6776% | 38.28% | 100% |  | 0.7061% | 0.7023% | 0.01917% | 1.975%
Residential sector | Total | Total | 1945 - 1969 | 30.72 | 19.7376 | 0.1653 | 0.50038 | 0.19 | 0.45185 | 0.03953 | 0.0090069 | 0.43521 | 0.050539 | 0.014637 | 1.2 | 3.7 | 1.5 | 1.7 | 100% |  |  |  | 100% | [6 empty] | 100% |  |  | 100% |  |  |  |  | 100% |  |  | 100% | 100% |  |  |  | 100% |  |  | 100% | [6 empty] | Most widespread technology | Most widespread technology | [8 empty] | Most widespread fuel |  | Most widespread technology |  | Widespread technology |  | Widespread technology | Most widespread technology | [6 empty] | Widespread fuel | Widespread fuel |  | 143.8733 | 71.8881 | 22.0771 | 164.0156 | 11.7034 | 36.4736 | 3.5179 | 0.011883 | 4.3577 | 0.0019346 | 30.72 | 45.31% | 3.548% | 51.14% | 100% |  | 0.654% | 0.5466% | 0.01917% | 1.951%
Residential sector | Total | Total | 1970 - 1979 | 18.83 | 12.122 | 0.096338 | 0.28958 | 0.12 | 0.26149 | 0.022877 | 0.0052125 | 0.25166 | 0.029248 | 0.0086806 | 1.1 | 3.3 | 1.1 | 1.6 | 47.96% | 52.04% |  |  | 47.96% | [5 empty] | 52.04% | 100% |  |  | 100% | [5 empty] | 100% |  |  |  | 100% | 100% |  | 100% |  |  | 100% | [6 empty] | Most widespread technology | Most widespread technology | [8 empty] | Most widespread fuel |  | Most widespread technology |  | Widespread technology |  | Widespread technology | Most widespread technology | [6 empty] | Widespread fuel | Widespread fuel |  | 132.476 | 36.9678 | 21.9548 | 151.0227 | 6.0184 | 36.2715 | 2.0193 | 0.0035614 | 2.5137 | 0.0005798 | 18.83 | 47.96% | 15.14% | 36.91% | 100% |  | 0.5308% | 0.5182% | 0.08103% | 1.009%
Residential sector | Total | Total | 1980 - 1989 | 24.27 | 15.6063 | 0.11936 | 0.37486 | 0.14 | 0.3385 | 0.029614 | 0.0067474 | 0.32581 | 0.037861 | 0.011187 | 0.8 | 2.9 | 0.7 | 1.55 | 53.56% | 46.44% | [6 empty] | 53.56% |  | 46.44% | 100% |  |  | 100% | [5 empty] | 100% |  |  |  | 100% | 100% |  | 100% |  |  | 100% | 100% | [5 empty] | Most widespread technology | Most widespread technology | [8 empty] | Most widespread fuel |  | Most widespread technology |  | Widespread technology |  | Widespread technology | Most widespread technology | [6 empty] | Widespread fuel | Widespread fuel |  | 122.8921 | 44.6577 | 21.6951 | 140.097 | 7.2703 | 35.8425 | 2.4444 | 0.0053305 | 3.0563 | 0.00086781 | 24.27 | 53.56% | 8.488% | 37.95% | 100% |  | 0.7532% | 0.8427% | 0.2553% | 1.702%
Residential sector | Total | Total | 1990 - 1999 | 19.1 | 12.2949 | 0.097904 | 0.28153 | 0.127 | 0.25422 | 0.022241 | 0.0050675 | 0.2445 | 0.028434 | 0.0085914 | 0.65 | 2.3 | 0.6 | 1.5 | 100% | [7 empty] | 100% | 100% |  | 48.69% | 51.31% |  | 48.69% | 51.31% |  |  |  | 24.4% | 75.6% |  | 24.4% | 24.4% | 75.6% | 75.6% |  | 100% |  |  | 100% | 100% |  |  |  |  | Widespread technology | Widespread technology | Widespread technology | Widespread technology | [6 empty] | Most widespread fuel |  |  | Most widespread technology |  |  | Widespread technology | Widespread technology |  |  | Most widespread technology |  |  |  |  | Most widespread fuel |  |  | 121.9067 | 33.1884 | 21.9207 | 138.9736 | 5.4031 | 36.2152 | 1.9175 | 0.0032493 | 2.4004 | 0.00052898 | 19.1 | 48.69% | 24.4% | 26.91% | 100% |  | 0.6596% | 0.7344% | 0.181% | 1.239%
Residential sector | Total | Total | 2000 - 2010 | 19.89 | 12.8009 | 0.10249 | 0.30166 | 0.14 | 0.2724 | 0.023831 | 0.0054298 | 0.2621 | 0.030467 | 0.0090862 | 0.5 | 2 | 0.415 | 1 | 100% | [7 empty] | 100% | 100% |  | 50.73% | 49.27% |  |  | 100% | 50.73% |  |  | 15.69% | 84.31% |  | 15.69% | 15.69% | 84.31% | 84.31% |  | 100% |  |  | 100% | 100% |  |  |  |  | Most widespread technology |  | Less widespread technology | Most widespread technology | [6 empty] | Most widespread fuel |  |  | Most widespread technology |  |  | Most widespread technology |  |  |  | Most widespread technology |  |  |  |  | Most widespread fuel |  |  | 109.0291 | 42.1972 | 21.8264 | 124.2931 | 6.8697 | 36.0593 | 1.8298 | 0.0043246 | 2.3083 | 0.00070405 | 19.89 | 50.73% | 15.69% | 33.58% | 100% |  | 0.6006% | 0.6282% | 0.3838% | 1.422%
Residential sector | Total | Total | Post 2010 | 4.62 | 3.0205 | 0.007482 | 0.070569 | 0.022 | 0.063724 | 0.005575 | 0.0012703 | 0.061312 | 0.0071275 | 0.0021303 | 0.32 | 1.7 | 0.23 | 0.4 | 100% | [7 empty] | 100% | 100% |  | 38.53% | 61.47% |  |  | 100% | 38.53% |  |  |  | 100% |  |  |  | 100% | 100% |  | 100% |  |  | 100% | 100% |  |  |  |  | Most widespread technology |  | Widespread technology | Widespread technology | [6 empty] | Most widespread fuel |  |  | Most widespread technology |  |  | Most widespread technology |  |  |  | Most widespread technology |  |  |  |  | Most widespread fuel |  |  | 94.878 | 27.7542 | 22.3912 | 108.1609 | 4.5184 | 36.9924 | 0.39003 | 0.00020766 | 0.49761 | 3.3807e-05 | 4.62 | 38.53% | 26.19% | 35.28% | 100% |  | 0.1958% | 0.192% | 0.2525% | 0.7709%
Residential sector | Single family- Terraced houses | Single family- Terraced houses |  |  |  |  | 1.6853 | 0.79 | 1.5219 | 0.13314 | 0.030336
Residential sector | Single family- Terraced houses | Single family- Terraced houses | Before 1945 | 21.62 | 13.8681 | 0.11896 | 0.45608 | 0.23 | 0.41184 | 0.03603 | 0.0082095 | 0.39558 | 0.046064 | 0.014436 | 1.5 | 3.7 | 2 | 2 | 100% |  |  |  | 100% | [6 empty] | 100% |  |  | 100% |  |  |  |  | 100% |  |  | 100% |  |  |  |  | 50% |  | 50% | 50% |  |  |  | 50% |  |  | Most widespread technology | Most widespread technology | [8 empty] | Most widespread fuel |  | Most widespread technology |  | Most widespread technology |  |  | Most widespread technology | [7 empty] | Most widespread fuel |  | 140.9446 | 27.7842 | 19.5255 | 160.6769 | 4.5233 | 32.2581 | 2.3768 | 0.0033052 | 2.9257 | 0.00053808
Residential sector | Single family- Terraced houses | Single family- Terraced houses | 1945 - 1969 | 13.92 | 8.9363 | 0.074298 | 0.37091 | 0.16 | 0.33493 | 0.029302 | 0.0066764 | 0.32171 | 0.037462 | 0.01174 | 1.2 | 3.7 | 1.5 | 1.7 | 100% |  |  |  | 100% | [6 empty] | 100% |  |  | 100% |  |  |  |  | 100% |  |  | 100% | 100% |  |  |  | 100% |  |  | 100% | [6 empty] | Most widespread technology | Most widespread technology | [8 empty] | Most widespread fuel |  | Most widespread technology |  | Most widespread technology |  |  | Most widespread technology | [7 empty] | Most widespread fuel |  | 182.6989 | 63.8547 | 19.5455 | 208.2768 | 10.3955 | 32.2911 | 1.9047 | 0.0047443 | 2.3107 | 0.00077237
Residential sector | Single family- Terraced houses | Single family- Terraced houses | 1970 - 1979 | 9.03 | 5.8042 | 0.045936 | 0.18634 | 0.09 | 0.16827 | 0.014721 | 0.0033541 | 0.16162 | 0.01882 | 0.0058983 | 1.1 | 3.3 | 1.1 | 1.6 | 100% |  |  |  | 100% | [6 empty] | 100% |  |  | 100% | [5 empty] | 100% |  |  |  | 100% | 100% |  | 100% |  |  | 100% | [6 empty] | Most widespread technology | Most widespread technology | [8 empty] | Most widespread fuel |  | Most widespread technology |  | Most widespread technology |  |  | Most widespread technology | [7 empty] | Most widespread fuel |  | 168.0694 | 37.0241 | 19.5455 | 191.5991 | 6.0275 | 32.2911 | 1.152 | 0.0017007 | 1.4037 | 0.00027688
Residential sector | Single family- Terraced houses | Single family- Terraced houses | 1980 - 1989 | 13 | 8.347 | 0.068962 | 0.27276 | 0.12 | 0.2463 | 0.021548 | 0.0049096 | 0.23657 | 0.027548 | 0.0086336 | 0.8 | 2.9 | 0.7 | 1.55 | 100% | [7 empty] | 100% |  |  | 100% |  |  | 100% | [5 empty] | 100% |  |  |  | 100% | 100% |  | 100% |  |  | 100% | 100% | [5 empty] | Most widespread technology | Most widespread technology | [8 empty] | Most widespread fuel |  | Most widespread technology |  | Most widespread technology |  |  | Most widespread technology | [7 empty] | Most widespread fuel |  | 153.4399 | 43.6885 | 19.5455 | 174.9215 | 7.1125 | 32.2911 | 1.5349 | 0.0030128 | 1.8799 | 0.00049049
Residential sector | Single family- Terraced houses | Single family- Terraced houses | 1990 - 1999 | 9.3 | 5.9771 | 0.047502 | 0.16566 | 0.08 | 0.14959 | 0.013087 | 0.0029819 | 0.14368 | 0.016732 | 0.0052437 | 0.65 | 2.3 | 0.6 | 1.5 | 100% | [7 empty] | 100% | 100% |  | 100% |  |  | 100% | [5 empty] | 100% |  |  |  | 100% | 100% |  | 100% |  |  | 100% | 100% |  |  |  |  | Most widespread technology |  |  | Most widespread technology | [6 empty] | Most widespread fuel |  |  | Most widespread technology |  |  | Most widespread technology |  |  |  | Most widespread technology |  |  |  |  | Most widespread fuel |  |  | 152.3072 | 31.0188 | 19.5455 | 173.6302 | 5.0499 | 32.2911 | 1.0921 | 0.0014735 | 1.3381 | 0.00023988
Residential sector | Single family- Terraced houses | Single family- Terraced houses | 2000 - 2010 | 10.09 | 6.4831 | 0.052084 | 0.19779 | 0.1 | 0.17861 | 0.015626 | 0.0035603 | 0.17156 | 0.019977 | 0.0062608 | 0.5 | 2 | 0.415 | 1 | 100% | [7 empty] | 100% | 100% |  | 100% |  |  |  | 100% | 100% |  |  |  | 100% |  |  |  | 100% | 100% |  | 100% |  |  | 100% | 100% |  |  |  |  | Most widespread technology |  |  | Most widespread technology | [6 empty] | Most widespread fuel |  |  | Most widespread technology |  |  | Most widespread technology |  |  |  | Most widespread technology |  |  |  |  | Most widespread fuel |  |  | 142.923 | 39.7041 | 19.5455 | 162.9323 | 6.4638 | 32.2911 | 1.1238 | 0.0020679 | 1.3821 | 0.00033666
Residential sector | Single family- Terraced houses | Single family- Terraced houses | Post 2010 | 1.78 | 1.1606 | 0.003886 | 0.035808 | 0.01 | 0.032335 | 0.0028288 | 0.00064454 | 0.031058 | 0.0036166 | 0.0011334 | 0.32 | 1.7 | 0.23 | 0.4 | 100% | [7 empty] | 100% | 100% |  | 100% |  |  |  | 100% | 100% |  |  |  | 100% |  |  |  | 100% | 100% |  | 100% |  |  | 100% | 100% |  |  |  |  | Most widespread technology |  |  | Most widespread technology | [6 empty] | Most widespread fuel |  |  | Most widespread technology |  |  | Most widespread technology |  |  |  | Most widespread technology |  |  |  |  | Most widespread fuel |  |  | 133.5389 | 27.7542 | 19.5455 | 152.2343 | 4.5184 | 32.2911 | 0.18977 | 0.00010785 | 0.23416 | 1.7558e-05
Residential sector | Multifamily houses | Multifamily houses |  |  |  |  | 0.30465 | 0.122 | 0.2751 | 0.024067 | 0.0054837 | 0.54891
Residential sector | Multifamily houses | Multifamily houses | Before 1945 | 0.24 | 0.17422 | 0.001392 | 0.0050629 | 0.002 | 0.0045718 | 0.00039997 | 9.1132e-05 | 0.0043862 | 0.00051135 | 0.0001653 | 1.5 | 3.7 | 2 | 2 | 100% |  |  |  | 100% | [6 empty] | 100% |  |  | 100% |  |  |  |  | 100% |  |  | 100% |  |  |  |  | 100% |  |  | 50% |  |  |  | 50% |  |  | Most widespread technology | Most widespread technology | [8 empty] | Most widespread fuel |  | Most widespread technology |  |  |  | Most widespread technology | Most widespread technology | [6 empty] | Most widespread fuel |  |  | 111.5641 | 27.7542 | 24.1747 | 127.1831 | 4.5184 | 39.939 | 0.025239 | 3.8634e-05 | 0.031743 | 6.2896e-06
Residential sector | Multifamily houses | Multifamily houses | 1945 - 1969 | 1.09 | 0.71865 | 0.006322 | 0.029044 | 0.01 | 0.026227 | 0.0022945 | 0.00052279 | 0.025162 | 0.0029334 | 0.00094826 | 1.2 | 3.7 | 1.5 | 1.7 | 100% |  |  |  | 100% | [6 empty] | 100% |  |  | 100% |  |  |  |  | 100% |  |  | 100% | 100% |  |  |  | 100% |  |  | 100% | [6 empty] | Most widespread technology | Most widespread technology | [8 empty] | Most widespread fuel |  | Most widespread technology |  |  |  | Most widespread technology | Most widespread technology | [6 empty] | Most widespread fuel |  |  | 111.7036 | 78.5444 | 24.1747 | 127.3421 | 12.787 | 39.939 | 0.10663 | 0.00049656 | 0.13505 | 8.084e-05
Residential sector | Multifamily houses | Multifamily houses | 1970 - 1979 | 2.85 | 1.8459 | 0.01653 | 0.058812 | 0.02 | 0.053107 | 0.0046462 | 0.0010586 | 0.050952 | 0.00594 | 0.0019202 | 1.1 | 3.3 | 1.1 | 1.6 |  | 100% | [8 empty] | 100% | 100% |  |  | 100% | [5 empty] | 100% |  |  |  | 100% | 100% |  | 100% |  |  | 100% | [6 empty] | Most widespread technology | Most widespread technology | [8 empty] | Most widespread fuel |  | Most widespread technology |  |  |  | Most widespread technology | Most widespread technology | [6 empty] | Most widespread fuel |  |  | 99.6793 | 36.9159 | 24.1747 | 113.6344 | 6.0099 | 39.939 | 0.2529 | 0.00061022 | 0.32359 | 9.9344e-05
Residential sector | Multifamily houses | Multifamily houses | 1980 - 1989 | 2.06 | 1.3399 | 0.003422 | 0.043221 | 0.01 | 0.039029 | 0.0034145 | 0.00077799 | 0.037445 | 0.0043654 | 0.0014112 | 0.8 | 2.9 | 0.7 | 1.55 |  | 100% | [8 empty] | 100% | 100% |  |  | 100% | [5 empty] | 100% |  |  |  | 100% | 100% |  | 100% |  |  | 100% | 100% | [5 empty] | Most widespread technology | Most widespread technology | [8 empty] | Most widespread fuel |  | Most widespread technology |  |  |  | Most widespread technology | Most widespread technology | [6 empty] | Most widespread fuel |  |  | 87.6551 | 45.7757 | 24.1747 | 99.9268 | 7.4523 | 39.939 | 0.16725 | 0.00015664 | 0.21617 | 2.5502e-05
Residential sector | Multifamily houses | Multifamily houses | 1990 - 1999 | 4.66 | 3.0052 | 0.027028 | 0.083008 | 0.04 | 0.074956 | 0.0065577 | 0.0014941 | 0.071914 | 0.0083838 | 0.0027102 | 0.65 | 2.3 | 0.6 | 1.5 | 100% | [7 empty] | 100% | 100% |  |  | 100% |  |  | 100% |  |  |  | 100% |  |  | 100% | 100% |  |  |  | 100% |  |  | 100% | 100% |  |  |  |  | Most widespread technology |  | Most widespread technology | [7 empty] | Most widespread fuel |  |  | Most widespread technology |  |  | Most widespread technology |  |  |  | Most widespread technology |  |  |  |  | Most widespread fuel |  |  | 93.0573 | 35.2473 | 24.1747 | 106.0853 | 5.7383 | 39.939 | 0.39231 | 0.00095266 | 0.50493 | 0.00015509
Residential sector | Multifamily houses | Multifamily houses | 2000 - 2010 | 3.12 | 2.0189 | 0.018096 | 0.061161 | 0.03 | 0.055228 | 0.0048317 | 0.0011009 | 0.052987 | 0.0061773 | 0.0019969 | 0.5 | 2 | 0.415 | 1 | 100% | [7 empty] | 100% | 100% |  |  | 100% |  |  | 100% |  |  |  | 100% |  |  | 100% | 100% |  |  |  | 100% |  |  | 100% | 100% |  |  |  |  | Most widespread technology |  | Most widespread technology | [7 empty] | Most widespread fuel |  |  | Most widespread technology |  |  | Most widespread technology |  |  |  | Most widespread technology |  |  |  |  | Most widespread fuel |  |  | 74.1321 | 44.7641 | 24.1747 | 84.5106 | 7.2876 | 39.939 | 0.22509 | 0.00081005 | 0.29522 | 0.00013188
Residential sector | Multifamily houses | Multifamily houses | Post 2010 | 1.21 | 0.7955 | 0.00058 | 0.024341 | 0.01 | 0.02198 | 0.001923 | 0.00043814 | 0.021088 | 0.0024585 | 0.00079473 | 0.32 | 1.7 | 0.23 | 0.4 | 100% | [7 empty] | 100% | 100% |  |  | 100% |  |  | 100% |  |  |  |  | 100% |  |  |  | 100% | 100% |  | 100% |  |  | 100% | 100% |  |  |  |  | Most widespread technology |  | Most widespread technology | [7 empty] | Most widespread fuel |  |  | Most widespread technology |  |  | Most widespread technology |  |  |  | Most widespread technology |  |  |  |  | Most widespread fuel |  |  | 70.6468 | 27.7542 | 24.1747 | 80.5374 | 4.5184 | 39.939 | 0.085451 | 1.6097e-05 | 0.11239 | 2.6207e-06
Residential sector | Appartment blocks | Appartment blocks |  | 58.88 |  |  | 0.37641 | 0.079 | 0.3399 | 0.029736 | 0.0067754 | 0.33109
Residential sector | Appartment blocks | Appartment blocks | Before 1945 | 13.56 | 8.7057 | 0.07221 | 0.086687 | 0.02 | 0.078278 | 0.0068483 | 0.0015604 | 0.076249 | 0.0087554 | 0.001682 | 1.5 | 3.7 | 2 | 2 | 100% |  |  |  | 100% | [6 empty] | 100% |  |  | 100% |  |  |  |  | 50% | 50% |  | 50% |  | 50% |  |  | 100% |  |  | 50% |  |  |  | 50% |  |  | Most widespread technology | Most widespread technology | [8 empty] | Most widespread fuel |  | Most widespread technology |  |  |  | Most widespread technology | Most widespread technology | [6 empty] | Most widespread fuel |  |  | 111.5641 | 27.7542 | 24.1747 | 127.1831 | 4.5184 | 39.939 | 1.2991 | 0.0020041 | 1.6488 | 0.00032627
Residential sector | Appartment blocks | Appartment blocks | 1945 - 1969 | 15.71 | 10.0828 | 0.08468 | 0.10043 | 0.02 | 0.09069 | 0.0079341 | 0.0018078 | 0.088339 | 0.010144 | 0.0019487 | 1.2 | 3.7 | 1.5 | 1.7 | 100% |  |  |  | 100% | [6 empty] | 100% |  |  | 100% |  |  |  |  | 100% |  |  | 100% | 100% |  |  |  | 100% |  |  | 100% | [6 empty] | Most widespread technology | Most widespread technology | [8 empty] | Most widespread fuel |  | Most widespread technology |  |  |  | Most widespread technology | Most widespread technology | [6 empty] | Most widespread fuel |  |  | 111.7036 | 78.5444 | 24.1747 | 127.3421 | 12.787 | 39.939 | 1.5061 | 0.0066511 | 1.9114 | 0.0010828
Residential sector | Appartment blocks | Appartment blocks | 1970 - 1979 | 6.95 | 4.472 | 0.033872 | 0.04443 | 0.01 | 0.04012 | 0.00351 | 0.00079974 | 0.039081 | 0.0044875 | 0.00086211 | 1.1 | 3.3 | 1.1 | 1.6 |  | 100% | [8 empty] | 100% | 100% |  |  | 100% | [5 empty] | 100% |  |  |  | 100% | 100% |  | 100% |  |  | 100% | [6 empty] | Most widespread technology | Most widespread technology | [8 empty] | Most widespread fuel |  | Most widespread technology |  |  |  | Most widespread technology | Most widespread technology | [6 empty] | Most widespread fuel |  |  | 99.6793 | 36.9159 | 24.1747 | 113.6344 | 6.0099 | 39.939 | 0.61378 | 0.0012504 | 0.78575 | 0.00020357
Residential sector | Appartment blocks | Appartment blocks | 1980 - 1989 | 9.21 | 5.9195 | 0.04698 | 0.058878 | 0.01 | 0.053167 | 0.0046514 | 0.0010598 | 0.051789 | 0.0059467 | 0.0011424 | 0.8 | 2.9 | 0.7 | 1.55 |  | 100% | [8 empty] | 100% | 100% |  |  | 100% | [5 empty] | 100% |  |  |  | 100% | 100% |  | 100% |  |  | 100% | 100% | [5 empty] | Most widespread technology | Most widespread technology | [8 empty] | Most widespread fuel |  | Most widespread technology |  |  |  | Most widespread technology | Most widespread technology | [6 empty] | Most widespread fuel |  |  | 87.6551 | 45.7757 | 24.1747 | 99.9268 | 7.4523 | 39.939 | 0.74152 | 0.0021505 | 0.95936 | 0.00035011
Residential sector | Appartment blocks | Appartment blocks | 1990 - 1999 | 5.14 | 3.3127 | 0.023374 | 0.032859 | 0.007 | 0.029672 | 0.0025959 | 0.00059147 | 0.028903 | 0.0033188 | 0.00063759 | 0.65 | 2.3 | 0.6 | 1.5 | 100% | [7 empty] | 100% | 100% |  |  | 100% |  |  | 100% |  |  |  |  | 100% |  |  |  | 100% | 100% |  | 100% |  |  | 100% | 100% | [5 empty] | Most widespread technology | Most widespread technology | [7 empty] | Most widespread fuel |  |  | Most widespread technology |  |  |  | Most widespread technology |  |  | Most widespread technology |  |  |  |  | Most widespread fuel |  |  | 93.0573 | 35.2473 | 24.1747 | 106.0853 | 5.7383 | 39.939 | 0.43253 | 0.00082387 | 0.55671 | 0.00013413
Residential sector | Appartment blocks | Appartment blocks | 2000 - 2010 | 6.68 | 4.299 | 0.032306 | 0.042704 | 0.01 | 0.038562 | 0.0033736 | 0.00076867 | 0.037562 | 0.0043131 | 0.00082861 | 0.5 | 2 | 0.415 | 1 | 100% | [7 empty] | 100% | 100% |  |  | 100% |  |  | 100% |  |  |  |  | 100% |  |  |  | 100% | 100% |  | 100% |  |  | 100% | 100% |  |  |  |  | Most widespread technology |  |  | Most widespread technology | [6 empty] | Most widespread fuel |  |  | Most widespread technology |  |  | Most widespread technology |  |  |  | Most widespread technology |  |  |  |  | Most widespread fuel |  |  | 74.1321 | 44.7641 | 24.1747 | 84.5106 | 7.2876 | 39.939 | 0.48018 | 0.0014461 | 0.63011 | 0.00023543
Residential sector | Appartment blocks | Appartment blocks | Post 2010 | 1.63 | 1.0645 | 0.003016 | 0.01042 | 0.002 | 0.0094096 | 0.00082321 | 0.00018757 | 0.0091657 | 0.0010525 | 0.00020219 | 0.32 | 1.7 | 0.23 | 0.4 | 100% | [7 empty] | 100% | 100% |  |  | 100% |  |  | 100% |  |  |  |  | 100% |  |  |  | 100% | 100% |  | 100% |  |  | 100% | 100% |  |  |  |  | Most widespread technology |  |  | Most widespread technology | [6 empty] | Most widespread fuel |  |  | Most widespread technology |  |  | Most widespread technology |  |  |  | Most widespread technology |  |  |  |  | Most widespread fuel |  |  | 70.6468 | 27.7542 | 24.1747 | 80.5374 | 4.5184 | 39.939 | 0.11461 | 8.3707e-05 | 0.15083 | 1.3627e-05
Service sector | Total | Total |  |  |  |  | 0.094984 | 0.015015 | 0.047735 | 0.04556 | 0
Service sector | Total | Total | Before 1945 | 11.3525 | 11.3525 | 5.8429 | 0.014298 | 0.0018659 | 0.0075315 | 0.0061349 | 0 | 0.012573 | 0.0017249 | 1.9516e-18 | 1.5 | 3.2 | 1.6 | 1.5 | [64 empty] | 127.7313 | 89.5697 | 8.7548 | 148.1683 | 32.2451 | 9.7179 | 1.5495 | 0.55335 | 1.7924 | 0.1884 | 11.3525 | 5.65% | 0.9416% | 45.81% | 16.78% | 19.26% | 11.56% | 100% |  | 0.1525% | 0.02649% | 0.8318% | 1.704% | 1.426% | 0.5123%
Service sector | Total | Total | 1945 - 1969 | 10.991 | 10.991 | 5.6729 | 0.027776 | 0.0019735 | 0.014061 | 0.013172 | 0 | 0.024699 | 0.003076 | 0 | 1 | 3.05 | 0.7 | 1.45 | [64 empty] | 104.1884 | 90.5363 | 9.6725 | 120.8585 | 32.5931 | 10.7364 | 1.2514 | 0.5136 | 1.4464 | 0.2049 | 10.991 | 16% | 0.7958% | 40.58% | 23.52% | 10.7% | 8.4% | 100% |  | 0.4183% | 0.04046% | 0.9184% | 3.73% | 0.9794% | 0.5402%
Service sector | Total | Total | 1970 - 1979 | 3.4014 | 3.4014 | 1.9975 | 0.011199 | 0.00066794 | 0.0056283 | 0.0053875 | 0 | 0.009979 | 0.0012199 | 0 | 0.85 | 2.9 | 0.6 | 1.42 | [64 empty] | 104.7693 | 92.2754 | 8.5927 | 121.5324 | 33.2191 | 9.5379 | 0.38558 | 0.18432 | 0.44582 | 0.066355 | 3.4014 | 21.43% | 1.143% | 44.29% | 18% | 5.143% | 10% | 100% |  | 0.3673% | 0.03098% | 0.6739% | 1.69% | 0.2781% | 0.3303%
Service sector | Total | Total | 1980 - 1989 | 3.2556 | 3.2556 | 1.927 | 0.010772 | 0.00060827 | 0.0054213 | 0.0051722 | 0 | 0.0095955 | 0.0011763 | 0 | 0.7 | 2.6 | 0.55 | 1.4125 | [64 empty] | 103.1275 | 89.8587 | 8.4897 | 119.6279 | 32.3491 | 9.4236 | 0.36338 | 0.17316 | 0.42014 | 0.062337 | 3.2556 | 21.79% | 0.8955% | 45.07% | 17.61% | 4.776% | 9.851% | 100% |  | 0.276% | 0.01209% | 0.4922% | 0.9667% | 0.1588% | 0.2187%
Service sector | Total | Total | 1990 - 1999 | 2.2157 | 2.2157 | 1.4241 | 0.013805 | 0.00061039 | 0.0067162 | 0.0070669 | 0 | 0.012343 | 0.0014621 | 0 | 1.1 | 2.3 | 0.5 | 1.4 | [64 empty] | 127.118 | 78.6331 | 8.6435 | 147.4568 | 28.3079 | 9.5942 | 0.30081 | 0.11198 | 0.34798 | 0.040313 | 2.2157 | 44.74% | 0.8772% | 8.333% | 3.509% | 20.18% | 22.37% | 100% |  | 0.3882% | 0.008189% | 0.1082% | 0.1222% | 0.44% | 0.3328%
Service sector | Total | Total | 2000 - 2010 | 3.2556 | 3.2556 | 1.927 | 0.013068 | 0.0008712 | 0.0063644 | 0.0066356 | 0 | 0.011664 | 0.0014044 | 0 | 0.5 | 2 | 0.365 | 1.1 | [64 empty] | 59.9427 | 80.0975 | 9.0231 | 69.5335 | 28.8351 | 10.0156 | 0.22452 | 0.15435 | 0.25898 | 0.055565 | 3.2556 | 26.27% | 1.791% | 17.31% | 8.657% | 22.39% | 23.58% | 100% |  | 0.3602% | 0.02162% | 0.2567% | 0.4539% | 0.7085% | 0.505%
Service sector | Total | Total | Post 2010 | 1.4091 | 1.4091 | 1.034 | 0.0040654 | 0.00040277 | 0.0020121 | 0.0019908 | 0 | 0.00363 | 0.00043541 | 0 | 0.32 | 1.7 | 0.23 | 0.4 | [64 empty] | 53.3279 | 73.943 | 8.3993 | 61.8603 | 26.6195 | 9.3232 | 0.086982 | 0.076457 | 0.10031 | 0.027525 | 1.4091 | 15.86% | 3.448% | 36.55% | 11.03% | 18.62% | 14.48% | 100% |  | 0.1613% | 0.03522% | 0.5016% | 0.7059% | 0.6456% | 0.2731%
Service sector | Offices | Offices |  |  |  |  | 0.076923 | 0.002 | 0.037569 | 0.039354 | 0
Service sector | Offices | Offices | Before 1945 | 0.6414 | 0.6414 | 0.3807 | 0.0083506 | 0.00021712 | 0.0040784 | 0.0042722 | 0 | 0.0074863 | 0.00086428 | 0 | 1.5 | 3.2 | 1.6 | 1.5 | [64 empty] | 335.48 | 89.5697 | 7.9493 | 389.1568 | 32.2451 | 8.8237 | 0.22028 | 0.034099 | 0.25526 | 0.012276
Service sector | Offices | Offices | 1945 - 1969 | 1.7587 | 1.7587 | 0.9259 | 0.022897 | 0.00059533 | 0.011183 | 0.011714 | 0 | 0.020527 | 0.0023699 | 0 | 1 | 3.05 | 0.7 | 1.45 | [64 empty] | 213.8757 | 83.2999 | 7.9493 | 248.0958 | 29.988 | 8.8237 | 0.39013 | 0.077127 | 0.45185 | 0.047766
Service sector | Offices | Offices | 1970 - 1979 | 0.72886 | 0.72886 | 0.423 | 0.0094893 | 0.00024672 | 0.0046346 | 0.0048547 | 0 | 0.0085071 | 0.00098214 | 0 | 0.85 | 2.9 | 0.6 | 1.42 | [64 empty] | 201.8436 | 84.1329 | 7.9493 | 234.1385 | 30.2878 | 8.8237 | 0.15291 | 0.035588 | 0.17709 | 0.012812
Service sector | Offices | Offices | 1980 - 1989 | 0.70943 | 0.70943 | 0.4136 | 0.0092362 | 0.00024014 | 0.004511 | 0.0047253 | 0 | 0.0082803 | 0.00095595 | 0 | 0.7 | 2.6 | 0.55 | 1.4125 | [64 empty] | 198.5978 | 77.4022 | 7.9493 | 230.3734 | 27.8648 | 8.8237 | 0.14653 | 0.032014 | 0.16969 | 0.011525
Service sector | Offices | Offices | 1990 - 1999 | 0.99125 | 0.99125 | 0.5499 | 0.012905 | 0.00033554 | 0.006303 | 0.0066024 | 0 | 0.01157 | 0.0013357 | 0 | 1.1 | 2.3 | 0.5 | 1.4 | [64 empty] | 195.352 | 70.6716 | 7.9493 | 226.6083 | 25.4418 | 8.8237 | 0.20152 | 0.038862 | 0.23337 | 0.01399
Service sector | Offices | Offices | 2000 - 2010 | 0.8552 | 0.8552 | 0.4841 | 0.011134 | 0.00028949 | 0.0054379 | 0.0056962 | 0 | 0.0099817 | 0.0011524 | 0 | 0.5 | 2 | 0.365 | 1.1 | [64 empty] | 107.1115 | 64.3112 | 7.9493 | 124.2493 | 23.152 | 8.8237 | 0.0984 | 0.031133 | 0.1138 | 0.011208
Service sector | Offices | Offices | Post 2010 | 0.22352 | 0.22352 | 0.1786 | 0.00291 | 7.5662e-05 | 0.0014213 | 0.0014888 | 0 | 0.0026089 | 0.00030119 | 0 | 0.32 | 1.7 | 0.23 | 0.4 | [64 empty] | 102.7938 | 63.6038 | 7.9493 | 119.2408 | 22.8974 | 8.8237 | 0.024753 | 0.01136 | 0.028625 | 0.0040895
Service sector | Trade | Trade |  |  |  |  | 0.005061 | 1.5e-05 | 0.0022521 | 0.0028088 | 0
Service sector | Trade | Trade | Before 1945 | 0.1069 | 0.1069 | 0.0517 | 0.0013918 | 0.0004125 | 0.00061933 | 0.00077243 | 0 | 0.0012874 | 0.00010438 | 0 | 1.5 | 3.2 | 1.6 | 1.5 | [64 empty] | 197.858 | 89.5697 | 9.373 | 229.5153 | 32.2451 | 10.4041 | 0.022153 | 0.0046308 | 0.025647 | 0.0016671
Service sector | Trade | Trade | 1945 - 1969 | 0.087464 | 0.087464 | 0.0423 | 0.0011387 | 0.0003375 | 0.00050673 | 0.00063199 | 0 | 0.0010533 | 8.5404e-05 | -1.0842e-19 | 1 | 3.05 | 0.7 | 1.45 | [64 empty] | 176.5414 | 111.9622 | 9.373 | 204.788 | 40.3064 | 10.4041 | 0.016261 | 0.004736 | 0.018821 | 0.001705
Service sector | Trade | Trade | 1970 - 1979 | 0.038873 | 0.038873 | 0.0188 | 0.0005061 | 0.00015 | 0.00022521 | 0.00028088 | 0 | 0.00046814 | 3.7957e-05 | 0 | 0.85 | 2.9 | 0.6 | 1.42 | [64 empty] | 161.2333 | 113.0818 | 9.373 | 187.0306 | 40.7094 | 10.4041 | 0.0066319 | 0.0021259 | 0.0076748 | 0.00076534
Service sector | Trade | Trade | 1980 - 1989 | 0.029155 | 0.029155 | 0.0141 | 0.00037957 | 0.0001125 | 0.00016891 | 0.00021066 | 0 | 0.0003511 | 2.8468e-05 | 0 | 0.7 | 2.6 | 0.55 | 1.4125 | [64 empty] | 158.7423 | 122.1283 | 9.373 | 184.1411 | 43.9662 | 10.4041 | 0.0049013 | 0.001722 | 0.0056719 | 0.00061992
Service sector | Trade | Trade | 1990 - 1999 | 0.019436 | 0.019436 | 0.0094 | 0.00025305 | 7.5e-05 | 0.00011261 | 0.00014044 | 0 | 0.00023407 | 1.8979e-05 | 0 | 1.1 | 2.3 | 0.5 | 1.4 | [64 empty] | 156.2514 | 131.1749 | 9.373 | 181.2516 | 47.223 | 10.4041 | 0.0032191 | 0.001233 | 0.0037251 | 0.0004439
Service sector | Trade | Trade | 2000 - 2010 | 0.058309 | 0.058309 | 0.0282 | 0.00075914 | 0.000225 | 0.00033782 | 0.00042132 | 0 | 0.00070221 | 5.6936e-05 | 0 | 0.5 | 2 | 0.365 | 1.1 | [64 empty] | 146.1819 | 132.4866 | 9.373 | 169.5709 | 47.6952 | 10.4041 | 0.0090703 | 0.0037361 | 0.010494 | 0.001345
Service sector | Trade | Trade | Post 2010 | 0.048591 | 0.048591 | 0.0235 | 0.00063262 | 0.0001875 | 0.00028152 | 0.0003511 | 0 | 0.00058517 | 4.7446e-05 | 0 | 0.32 | 1.7 | 0.23 | 0.4 | [64 empty] | 143.1021 | 89.5697 | 9.373 | 165.9985 | 32.2451 | 10.4041 | 0.0074089 | 0.0021049 | 0.0085716 | 0.00075776
Service sector | Education | Education |  |  |  |  | 0.007 | 0.007 | 0.0053116 | 0 | 0
Service sector | Education | Education | Before 1945 | 5.2009 | 5.2009 | 2.5858 | 0.0026194 | 0.00026194 | 0.0019876 | 0 | 0 | 0.0021846 | 0.00043482 | 0 | 1.5 | 3.2 | 1.6 | 1.5 | [64 empty] | 102.5522 | 89.5697 | 3.4407 | 118.9606 | 32.2451 | 3.8192 | 0.55126 | 0.23161 | 0.63856 | 0.083379
Service sector | Education | Education | 1945 - 1969 | 4.4606 | 4.4606 | 2.2278 | 0.0022466 | 0.00022466 | 0.0017047 | 0 | 0 | 0.0018737 | 0.00037293 | 0 | 1 | 3.05 | 0.7 | 1.45 | [64 empty] | 80.1638 | 97.631 | 3.4407 | 92.99 | 35.1472 | 3.8192 | 0.37293 | 0.2175 | 0.43183 | 0.078301
Service sector | Education | Education | 1970 - 1979 | 1.5063 | 1.5063 | 0.799 | 0.00075865 | 7.5865e-05 | 0.00057566 | 0 | 0 | 0.00063271 | 0.00012594 | 0 | 0.85 | 2.9 | 0.6 | 1.42 | [64 empty] | 74.7289 | 98.6073 | 3.4407 | 86.6856 | 35.4986 | 3.8192 | 0.11775 | 0.078787 | 0.13633 | 0.028363
Service sector | Education | Education | 1980 - 1989 | 1.4674 | 1.4674 | 0.7802 | 0.00073907 | 7.3907e-05 | 0.00056081 | 0 | 0 | 0.00061639 | 0.00012269 | 0 | 0.7 | 2.6 | 0.55 | 1.4125 | [64 empty] | 73.5967 | 98.6073 | 3.4407 | 85.3721 | 35.4986 | 3.8192 | 0.11305 | 0.076933 | 0.13088 | 0.027696
Service sector | Education | Education | 1990 - 1999 | 0.18465 | 0.18465 | 0.1598 | 9.2996e-05 | 9.2996e-06 | 7.0565e-05 | 0 | 0 | 7.7559e-05 | 1.5437e-05 | 0 | 1.1 | 2.3 | 0.5 | 1.4 | [64 empty] | 72.4644 | 71.9834 | 3.4407 | 84.0587 | 25.914 | 3.8192 | 0.014016 | 0.011503 | 0.016226 | 0.0041411
Service sector | Education | Education | 2000 - 2010 | 0.56365 | 0.56365 | 0.3431 | 0.00028388 | 2.8388e-05 | 0.00021541 | 0 | 0 | 0.00023676 | 4.7124e-05 | 0 | 0.5 | 2 | 0.365 | 1.1 | [64 empty] | 47.7208 | 82.061 | 3.4407 | 55.3562 | 29.542 | 3.8192 | 0.028837 | 0.028155 | 0.033354 | 0.010136
Service sector | Education | Education | Post 2010 | 0.51506 | 0.51506 | 0.3196 | 0.00025941 | 2.5941e-05 | 0.00019684 | 0 | 0 | 0.00021635 | 4.3062e-05 | 0 | 0.32 | 1.7 | 0.23 | 0.4 | [64 empty] | 42.286 | 74.4082 | 3.4407 | 49.0518 | 26.787 | 3.8192 | 0.023552 | 0.023781 | 0.027232 | 0.0085611
Service sector | Health | Health |  |  |  |  | 0.001 | 0.001 | 0.0005242 | 0.0004758 | 0
Service sector | Health | Health | Before 1945 | 1.9048 | 1.9048 | 0.9917 | 0.00030769 | 0.00030769 | 0.00016129 | 0.0001464 | 0 | 0.00025662 | 5.1077e-05 | 0 | 1.5 | 3.2 | 1.6 | 1.5 | [64 empty] | 109.4213 | 89.5697 | 21.7122 | 126.9287 | 32.2451 | 24.1005 | 0.24978 | 0.088826 | 0.28767 | 0.031977
Service sector | Health | Health | 1945 - 1969 | 2.585 | 2.585 | 1.3207 | 0.00041758 | 0.00041758 | 0.0002189 | 0.00019869 | 0 | 0.00034826 | 6.9319e-05 | 0 | 1 | 3.05 | 0.7 | 1.45 | [64 empty] | 84.1493 | 83.2999 | 21.7122 | 97.6132 | 29.988 | 24.1005 | 0.27366 | 0.11001 | 0.31463 | 0.039605
Service sector | Health | Health | 1970 - 1979 | 0.61224 | 0.61224 | 0.3666 | 9.8901e-05 | 9.8901e-05 | 5.1844e-05 | 4.7057e-05 | 0 | 8.2484e-05 | 1.6418e-05 | 0 | 0.85 | 2.9 | 0.6 | 1.42 | [64 empty] | 77.4463 | 84.1329 | 21.7122 | 89.8378 | 30.2878 | 24.1005 | 0.060709 | 0.030843 | 0.069758 | 0.011104
Service sector | Health | Health | 1980 - 1989 | 0.57337 | 0.57337 | 0.3478 | 9.2622e-05 | 9.2622e-05 | 4.8552e-05 | 4.4069e-05 | 0 | 7.7246e-05 | 1.5375e-05 | 0 | 0.7 | 2.6 | 0.55 | 1.4125 | [64 empty] | 77.4463 | 74.4576 | 21.7122 | 89.8378 | 26.8047 | 24.1005 | 0.056855 | 0.025896 | 0.065329 | 0.0093227
Service sector | Health | Health | 1990 - 1999 | 0.077745 | 0.077745 | 0.1081 | 1.2559e-05 | 1.2559e-05 | 6.5834e-06 | 5.9755e-06 | 0 | 1.0474e-05 | 2.0848e-06 | 0 | 1.1 | 2.3 | 0.5 | 1.4 | [64 empty] | 74.7289 | 64.7823 | 21.7122 | 86.6856 | 23.3216 | 24.1005 | 0.0074979 | 0.007003 | 0.0086131 | 0.0025211
Service sector | Health | Health | 2000 - 2010 | 0.28183 | 0.28183 | 0.2068 | 4.5526e-05 | 4.5526e-05 | 2.3865e-05 | 2.1661e-05 | 0 | 3.7969e-05 | 7.5573e-06 | 0 | 0.5 | 2 | 0.365 | 1.1 | [64 empty] | 67.4221 | 73.204 | 21.7122 | 78.2096 | 26.3534 | 24.1005 | 0.02512 | 0.015139 | 0.028834 | 0.0054499
Service sector | Health | Health | Post 2010 | 0.15549 | 0.15549 | 0.1457 | 2.5118e-05 | 2.5118e-05 | 1.3167e-05 | 1.1951e-05 | 0 | 2.0948e-05 | 4.1695e-06 | 0 | 0.32 | 1.7 | 0.23 | 0.4 | [64 empty] | 66.8937 | 67.5412 | 21.7122 | 77.5967 | 24.3148 | 24.1005 | 0.013777 | 0.0098408 | 0.015813 | 0.0035427
Service sector | Hotels and Restaurants | Hotels and Restaurants |  |  |  |  | 0.001 | 0.001 | 0.0004783 | 0.0005217 | 0
Service sector | Hotels and Restaurants | Hotels and Restaurants | Before 1945 | 2.1866 | 2.1866 | 1.128 | 0.00042614 | 0.00042614 | 0.00020382 | 0.00022232 | 0 | 0.0003554 | 7.0739e-05 | 0 | 1.5 | 3.2 | 1.6 | 1.5 | [64 empty] | 91.7279 | 89.5697 | 10.7968 | 106.4043 | 32.2451 | 11.9844 | 0.22418 | 0.10103 | 0.25887 | 0.036372
Service sector | Hotels and Restaurants | Hotels and Restaurants | 1945 - 1969 | 1.1759 | 1.1759 | 0.6392 | 0.00022917 | 0.00022917 | 0.00010961 | 0.00011956 | 0 | 0.00019113 | 3.8042e-05 | 0 | 1 | 3.05 | 0.7 | 1.45 | [64 empty] | 62.3496 | 86.8827 | 10.7968 | 72.3255 | 31.2778 | 11.9844 | 0.086013 | 0.055535 | 0.09914 | 0.019993
Service sector | Hotels and Restaurants | Hotels and Restaurants | 1970 - 1979 | 0.17493 | 0.17493 | 0.1551 | 3.4091e-05 | 3.4091e-05 | 1.6306e-05 | 1.7785e-05 | 0 | 2.8432e-05 | 5.6591e-06 | 0 | 0.85 | 2.9 | 0.6 | 1.42 | [64 empty] | 55.556 | 87.7515 | 10.7968 | 64.445 | 31.5905 | 11.9844 | 0.011607 | 0.01361 | 0.01337 | 0.0048997
Service sector | Hotels and Restaurants | Hotels and Restaurants | 1980 - 1989 | 0.15549 | 0.15549 | 0.1457 | 3.0303e-05 | 3.0303e-05 | 1.4494e-05 | 1.5809e-05 | 0 | 2.5273e-05 | 5.0303e-06 | 0 | 0.7 | 2.6 | 0.55 | 1.4125 | [64 empty] | 53.7444 | 87.7515 | 10.7968 | 62.3435 | 31.5905 | 11.9844 | 0.010036 | 0.012785 | 0.011557 | 0.0046027
Service sector | Hotels and Restaurants | Hotels and Restaurants | 1990 - 1999 | 0.44704 | 0.44704 | 0.2867 | 8.7121e-05 | 8.7121e-05 | 4.167e-05 | 4.5451e-05 | 0 | 7.2659e-05 | 1.4462e-05 | 0 | 1.1 | 2.3 | 0.5 | 1.4 | [64 empty] | 51.9328 | 67.5686 | 10.7968 | 60.2421 | 24.3247 | 11.9844 | 0.028042 | 0.019372 | 0.032288 | 0.0069739
Service sector | Hotels and Restaurants | Hotels and Restaurants | 2000 - 2010 | 0.72886 | 0.72886 | 0.423 | 0.00014205 | 0.00014205 | 6.794e-05 | 7.4105e-05 | 0 | 0.00011847 | 2.358e-05 | 0 | 0.5 | 2 | 0.365 | 1.1 | [64 empty] | 27.0232 | 76.3526 | 10.7968 | 31.3469 | 27.4869 | 11.9844 | 0.027566 | 0.032297 | 0.031583 | 0.011627
Service sector | Hotels and Restaurants | Hotels and Restaurants | Post 2010 | 0.26239 | 0.26239 | 0.1974 | 5.1136e-05 | 5.1136e-05 | 2.4459e-05 | 2.6678e-05 | 0 | 4.2648e-05 | 8.4886e-06 | 0 | 0.32 | 1.7 | 0.23 | 0.4 | [64 empty] | 22.6602 | 70.5828 | 10.7968 | 26.2859 | 25.4098 | 11.9844 | 0.0087788 | 0.013933 | 0.010042 | 0.0050159
Service sector | Other non-residential buildings | Other non-residential buildings |  |  |  |  | 0.004 | 0.004 | 0.0016 | 0.0024 | 0
Service sector | Other non-residential buildings | Other non-residential buildings | Before 1945 | 1.312 | 1.312 | 0.705 | 0.0012027 | 0.00024053 | 0.00048107 | 0.0007216 | 0 | 0.001003 | 0.00019964 | 0 | 1.5 | 3.2 | 1.6 | 1.5 | [64 empty] | 206.8557 | 89.5697 | 7.9493 | 239.9526 | 32.2451 | 8.8237 | 0.28181 | 0.063147 | 0.32638 | 0.022733
Service sector | Other non-residential buildings | Other non-residential buildings | 1945 - 1969 | 0.92323 | 0.92323 | 0.517 | 0.00084633 | 0.00016927 | 0.00033853 | 0.0005078 | 0 | 0.00070584 | 0.00014049 | 0 | 1 | 3.05 | 0.7 | 1.45 | [64 empty] | 113.8597 | 92.9286 | 7.9493 | 132.0773 | 33.4543 | 8.8237 | 0.11246 | 0.048044 | 0.13008 | 0.017296
Service sector | Other non-residential buildings | Other non-residential buildings | 1970 - 1979 | 0.34014 | 0.34014 | 0.235 | 0.0003118 | 6.2361e-05 | 0.00012472 | 0.00018708 | 0 | 0.00026004 | 5.1759e-05 | 0 | 0.85 | 2.9 | 0.6 | 1.42 | [64 empty] | 97.827 | 96.2875 | 7.9493 | 113.4793 | 34.6635 | 8.8237 | 0.035978 | 0.022628 | 0.0416 | 0.0081459
Service sector | Other non-residential buildings | Other non-residential buildings | 1980 - 1989 | 0.3207 | 0.3207 | 0.2256 | 0.00029399 | 5.8797e-05 | 0.00011759 | 0.00017639 | 0 | 0.00024518 | 4.8802e-05 | 0 | 0.7 | 2.6 | 0.55 | 1.4125 | [64 empty] | 91.8637 | 103.0052 | 7.9493 | 106.5619 | 37.0819 | 8.8237 | 0.03201 | 0.023238 | 0.037004 | 0.0083657
Service sector | Other non-residential buildings | Other non-residential buildings | 1990 - 1999 | 0.49563 | 0.49563 | 0.3102 | 0.00045434 | 9.0869e-05 | 0.00018174 | 0.00027261 | 0 | 0.00037892 | 7.5421e-05 | 0 | 1.1 | 2.3 | 0.5 | 1.4 | [64 empty] | 85.9005 | 107.1254 | 7.9493 | 99.6446 | 38.5651 | 8.8237 | 0.046514 | 0.03323 | 0.05376 | 0.011963
Service sector | Other non-residential buildings | Other non-residential buildings | 2000 - 2010 | 0.76774 | 0.76774 | 0.4418 | 0.00070379 | 0.00014076 | 0.00028151 | 0.00042227 | 0 | 0.00058696 | 0.00011683 | 0 | 0.5 | 2 | 0.365 | 1.1 | [64 empty] | 38.3307 | 98.3476 | 7.9493 | 44.4636 | 35.4051 | 8.8237 | 0.035531 | 0.04345 | 0.040911 | 0.015642
Service sector | Other non-residential buildings | Other non-residential buildings | Post 2010 | 0.20408 | 0.20408 | 0.1692 | 0.00018708 | 3.7416e-05 | 7.4833e-05 | 0.00011225 | 0 | 0.00015603 | 3.1056e-05 | 0 | 0.32 | 1.7 | 0.23 | 0.4 | [64 empty] | 34.7376 | 89.5697 | 7.9493 | 40.2956 | 32.2451 | 8.8237 | 0.0087116 | 0.015155 | 0.010024 | 0.0054559
0%
Estimated
Note on U2: TABULA, TABULA WebTool, 2017 http://webtool.building-typology.eu/#bm
Note on AF2: TABULA, TABULA WebTool, 2017 http://webtool.building-typology.eu/#bm
Note on AN2: TABULA, TABULA WebTool, 2017 http://webtool.building-typology.eu/#bm
Note on AU2: TABULA, TABULA WebTool, 2017 http://webtool.building-typology.eu/#bm
Note on BD2: SPezzutto: TABULA, TABULA WebTool, 2017 http://webtool.building-typology.eu/#bm
Note on BR2: SPezzutto: TABULA, TABULA WebTool, 2017 http://webtool.building-typology.eu/#bm
Note on BT2: SPezzutto: TABULA, TABULA WebTool, 2017 http://webtool.building-typology.eu/#bm
Following information have been retrieved by experts questioning and relate to Eastern Europe (Poland, Czech Republic, Hungary, Slovenia, Slovakia, Croatia, Bulgaria, Romania)
OFFICES
Construction materials:
Walls: in the majority of the cases BRICKS were used and INSULATION is present only in few cases.
Windows: in the majority of the cases WOOD was used . LOW-EMITTANCE GLASS is present only in few cases.
Roofs: in the majority of the cases CONCRETE ans METALLIC ROOF BOARDS were used and INSULATION in most of the cases is not present.
Floors: in the majority of the cases CONCRETE was used and INSULATION is present only in few cases.
Construction methodologies:
Walls: the most common methodology is SOLID WALL.
Windows: DOUBLE GLAZING is the most common.
Roofs: FLAT ROOF is the most common.
Floors: CONCRETE SLAB is the most common.
TRADE
Construction materials:
Walls: in the majority of the cases BRICKS were used and INSULATION is present only in few cases.
Windows: in the majority of the cases WOOD was used . LOW-EMITTANCE GLASS is present only in few cases.
Roofs: in the majority of the cases CONCRETE was used and INSULATION in most of the cases is not present.
Floors: in the majority of the cases CONCRETE was used and INSULATION is present only in few cases.
Construction methodologies:
Walls: the most common methodology is SOLID WALL.
Windows: DOUBLE GLAZING is the most common.
Roofs: FLAT ROOF is the most common.
Floors: CONCRETE SLAB is the most common.
EDUCATION
Construction materials:
Walls: in the majority of the cases BRICKS were used and INSULATION is present only in few cases.
Windows: in the majority of the cases SYNTHETIC was used . LOW-EMITTANCE GLASS is present only in few cases.
Roofs: in the majority of the cases CONCRETE ans TILES were used and INSULATION in most of the cases is not present.
Floors: in the majority of the cases CONCRETE was used and INSULATION is present only in few cases.
Construction methodologies:
Walls: the most common methodology is SOLID WALL.
Windows: DOUBLE GLAZING is the most common.
Roofs: FLAT ROOF is the most common.
Floors: CONCRETE SLAB is the most common.
HEALTH
Construction materials:
Walls: in the majority of the cases BRICKS were used and INSULATION is present only in few cases.
Windows: in the majority of the cases WOOD was used . LOW-EMITTANCE GLASS is present only in few cases.
Roofs: in the majority of the cases CONCRETE ans METALLIC ROOF BOARDS were used and INSULATION in most of the cases is not present.
Floors: in the majority of the cases CONCRETE was used and INSULATION is present only in few cases.
Construction methodologies:
Walls: the most common methodology is SOLID WALL.
Windows: DOUBLE GLAZING is the most common.
Roofs: FLAT ROOF is the most common.
Floors: CONCRETE SLAB is the most common.
HOTELS AND RESTAURANTS
Construction materials:
Walls: in the majority of the cases BRICKS were used and INSULATION is present only in few cases.
Windows: about 50% of the frames are made of SYNTHETIC/PVC material and the other 50% of ALUMINIUM. LOW-EMITTANCE GLASS is present only in few cases.
Roofs: in the majority of the cases CONCRETE ans BRICKS were used and INSULATION is most times not present.
Floors: in the majority of the cases CONCRETE was used and INSULATION is present only in few cases.
Construction methodologies:
Walls: the most common methodology is SOLID WALL.
Windows: DOUBLE GLAZING is the most common.
Roofs: FLAT ROOF is the most common.
Floors: CONCRETE SLAB is the most common.
OTHER NON RESIDENTIAL BUILDINGS
Construction materials:
Walls: in the majority of the cases BRICKS were used and INSULATION is present only in few cases.
Windows: in the majority of the cases WOOD was used . LOW-EMITTANCE GLASS is present only in few cases.
Roofs: in the majority of the cases CONCRETE ans METALLIC ROOF BOARDS were used and INSULATION in most of the cases is not present.
Floors: in the majority of the cases CONCRETE was used and INSULATION is present only in few cases.
Construction methodologies:
Walls: the most common methodology is SOLID WALL.
Windows: DOUBLE GLAZING is the most common.
Roofs: FLAT ROOF is the most common.
Floors: CONCRETE SLAB is the most common.
Following information have been retrieved by experts questioning and relate to Eastern Europe (Poland, Czech Republic, Hungary, Slovenia, Slovakia, Croatia, Bulgaria, Romania)
OFFICES
Space heating:
The most common is the non-condesing boiler, gas.
Space cooling:
Not present in most of the cases.
DHW:
The most common is the non-condesing boiler, gas.
TRADE
Space heating:
The most common is the non-condesing boiler, gas.
Space cooling:
Not present in most of the cases.
DHW:
The most common is the non-condesing boiler, gas.
EDUCATION
Space heating:
The most common is the non-condesing boiler, gas.
Space cooling:
Not present in most of the cases.
DHW:
The most common is the non-condesing boiler, gas.
HEALTH
Space heating:
The most common is the non-condesing boiler, gas.
Space cooling:
Present in most of the cases.
DHW:
The most common fuel used is gas.
HOTELS AND RESTAURANTS
Space heating:
The most common is the non-condesing boiler, gas.
Space cooling:
Not present in most of the cases.
DHW:
The most common is the non-condesing boiler, gas.
OTHER NON RESIDENTIAL BUILDINGS
Space heating:
The most common is the non-condesing boiler, gas.
Space cooling:
Not present in most of the cases.
DHW:
The most common is the non-condesing boiler, gas.

## Slovenia
[19 empty] | WALLS | [10 empty] | WINDOWS | [7 empty] | ROOF | [6 empty] | FLOOR | [8 empty] | SPACE HEATING | [13 empty] | SPACE COOLING |  | DHW
|  |  |  | Area |  |  |  |  | Tenure/ownership status and distribution |  |  | Occupancy |  |  | Construction features (U-values) |  |  |  | construction material |  |  |  | construction methodology | [6 empty] | construction material |  |  | construction methodology |  |  |  |  | construction material | [6 empty] | construction material |  |  |  | construction methodology |  |  |  |  | individual | central | district heating | boiler |  | combined | stove | electric heating | heat pump | fossil fuels |  |  | electricity | biomass | no space cooling | space cooling | individual | central | district heating | boiler |  | Combined | Solar collectors | heat pump | fossil fuels |  |  | electricity | biomass | Useful energy demand |  |  | Final energy consumption |  |  | Total useful energy demand |  | Total final energy consumption
Sector | Subsector | Building type | Buidling age class | Covered area: constructed [Mm²] | Covered area: heated [Mm²] | Covered area: cooled [Mm²] | Number of dwellings/units [Mil.] | Number of buildings [Mil.] | Owner occupied - dwellings/units [Mil.] | Private rented - dwellings/units [Mil.] | Social housing - dwellings/units [Mil.] | Occupied [Mil.] | Vacant [Mil.] | Secondary dwellings/ units and others [Mil.] | Walls | Windows | Roof | Floor | brick | concrete | wood | other | solid wall |  | cavity wall |  | honeycomb bricks / hollow blocks wall |  | other | wood | synthetic / pvc | aluminium | single glazing | double glazing |  | triple glazing |  | wood | concrete | concrete + bricks | tilted roof |  | flat roof |  | wood | concrete | concrete + bricks | other | concrete slab |  | wooden floor (rafters + boards) |  | other |  |  |  | non-condensing | condensing |  |  |  |  | solid | liquid | gas | [7 empty] | non-condensing | condensing |  |  |  | solid | liquid | gas |  |  | Space heating [kWh/m² year] | Space cooling [kWh/m² year] | Domestic hot water [kWh/m² year] | Space heating [kWh/m² year] | Space cooling [kWh/m² year] | Domestic hot water [kWh/m² year] | Space heating+Domestic hot water [TWh/year] | Space cooling [TWh/year] | Space heating+Domestic hot water [TWh/year] | Space cooling [TWh/year]
|  |  |  | 69.0255 | [19 empty] | insulation |  | insulation |  | insulation | [6 empty] | low-e |  | low-e |  |  |  |  | insulation |  | insulation | [5 empty] | insulation |  | insulation
Residential sector | Total | Total |  | 63.1525 |  |  | 0.91492 | 0.531 | 0.70174 | 0.05398 | 0.1592 | 0.24545
Residential sector | Total | Total | Before 1945 | 6.7749 | 7.0909 | 2.9137 | 0.10139 | 0.077 | 0.077764 | 0.0059818 | 0.017641 | 0.12377 | 0.012396 | 0.035 | 1.7997 | 2.3383 | 1.6163 | 1.118 | 13.85% | 23.05% |  | 63.09% | 100% | [6 empty] | 100% |  |  | 76.95% | 23.05% |  |  |  | 76.95% | 23.05% |  | 76.95% |  | 23.05% |  |  | 100% |  |  | 100% | [5 empty] | Most widespread technology |  | Most widespread technology | [6 empty] | Widespread fuel |  |  | Widespread fuel | Most widespread technology |  |  | Most widespread technology |  | Most widespread technology | [7 empty] | Most widespread fuel |  | 174.0025 | 41.4858 | 22.8856 | 200.1376 | 11.1804 | 39.8438 | 1.3148 | 0.12088 | 1.6891 | 0.032577 | 6.7749 | 63.09% | 13.85% | 23.05% | 100% |  | 0.1351% | 0.1389% | 0.07498% | 0.2275%
Residential sector | Total | Total | 1945 - 1969 | 25.9625 | 16.6846 | 6.5908 | 0.3715 | 0.183 | 0.28494 | 0.021918 | 0.064641 | 0.26541 | 0.050457 | 0.055627 | 1.2154 | 2.7721 | 0.77422 | 1.1476 | 82.45% | 17.55% |  |  | 13.01% |  |  |  | 86.99% |  |  | 100% |  |  | 4.538% | 95.46% |  |  |  |  | 100% |  | 82.45% | 82.45% | 17.55% |  |  | 100% |  |  | 100% | 13.01% |  |  |  |  | Most widespread technology |  | Most widespread technology | [6 empty] | Less widespread fuel |  |  | Most widespread fuel | Most widespread technology |  |  | Most widespread technology |  | Most widespread technology | [7 empty] | Most widespread fuel |  | 183.213 | 59.7609 | 21.5398 | 210.7315 | 16.1056 | 37.5007 | 3.4233 | 0.39387 | 3.9696 | 0.086149 | 25.9625 | 82.45% | 4.538% | 13.01% | 100% |  | 0.5527% | 0.8406% | 0.07498% | 0.4195%
Residential sector | Total | Total | 1970 - 1979 | 7.1722 | 7.2895 | 2.2377 | 0.10418 | 0.061 | 0.07991 | 0.0061469 | 0.018128 | 0.086224 | 0.012593 | 0.0053681 | 0.85523 | 2.5687 | 0.67194 | 0.70926 | 65.14% | 34.86% |  |  | 16.33% |  |  |  | 83.67% | 65.14% |  | 100% |  |  |  | 100% |  |  |  |  | 100% |  | 65.14% | 65.14% | 34.86% |  |  | 100% |  |  | 100% | 100% |  |  |  |  | Most widespread technology |  | Most widespread technology | [6 empty] | Widespread fuel |  |  | Widespread fuel | Most widespread technology |  |  | Most widespread technology |  | Most widespread technology | [7 empty] | Most widespread fuel |  | 140.2037 | 57.1316 | 22.7435 | 161.2623 | 15.397 | 39.5964 | 1.122 | 0.12784 | 1.4595 | 0.034453 | 7.1722 | 65.14% | 18.53% | 16.33% | 100% |  | 0.2022% | 0.2681% | 0.08759% | 0.1701%
Residential sector | Total | Total | 1980 - 1989 | 5.0829 | 6.2448 | 1.7536 | 0.073469 | 0.051 | 0.05635 | 0.0043346 | 0.012784 | 0.069627 | 0.0074484 | -0.0036068 | 0.5133 | 1.8018 | 0.45349 | 0.54026 | 50.81% | 49.19% |  |  | 49.19% | 49.19% | 50.81% | 50.81% |  |  |  | 15.23% | 33.96% | 50.81% |  | 100% | 84.77% |  |  |  | 100% |  | 50.81% | 50.81% | 49.19% | 49.19% |  | 100% |  |  | 100% | 100% |  |  |  |  | Most widespread technology |  | Most widespread technology | [6 empty] | Widespread fuel |  |  | Widespread fuel | Most widespread technology |  |  | Most widespread technology |  | Most widespread technology | [7 empty] | Most widespread fuel |  | 114.0731 | 45.8765 | 23.7396 | 131.2069 | 12.3637 | 41.3307 | 0.78863 | 0.080451 | 1.0294 | 0.021681 | 5.0829 | 50.81% | 33.96% | 15.23% | 100% |  | 0.1578% | 0.1674% | 0.1191% | 0.1431%
Residential sector | Total | Total | 1990 - 1999 | 4.7815 | 6.0941 | 1.6838 | 0.069054 | 0.041 | 0.052964 | 0.0040742 | 0.012015 | 0.035075 | 0.0058172 | 0.028162 | 0.33504 | 1.2837 | 0.29752 | 0.24153 | 47.71% | 52.29% |  |  | 52.29% | 52.29% | 47.71% | 47.71% |  |  |  | 15.04% | 37.25% | 47.71% |  | 100% | 84.96% |  |  |  | 100% |  | 47.71% | 47.71% | 52.29% | 52.29% |  | 100% |  |  | 100% | 100% |  |  |  |  | Most widespread technology |  | Most widespread technology | [6 empty] | Widespread fuel |  |  | Widespread fuel | Most widespread technology |  |  | Most widespread technology |  | Most widespread technology | [7 empty] | Most widespread fuel |  | 91.8661 | 44.4518 | 23.9552 | 105.6644 | 11.9797 | 41.706 | 0.63844 | 0.074848 | 0.84335 | 0.020172 | 4.7815 | 47.71% | 37.25% | 15.04% | 100% |  | 0.1651% | 0.1801% | 0.1517% | 0.1734%
Residential sector | Total | Total | 2000 - 2010 | 8.508 | 7.9574 | 2.5471 | 0.12337 | 0.072 | 0.094626 | 0.0072789 | 0.021467 | 0.1044 | 0.014808 | 0.0041597 | 0.24882 | 0.92347 | 0.17294 | 0.23244 |  | 100% |  |  | 100% | 100% | [5 empty] | 100% |  |  |  | 100% | 100% |  |  | 70.61% | 29.39% |  | 70.61% | 70.61% | 29.39% | 29.39% |  | 100% |  |  | 100% | 100% |  |  |  |  | Widespread technology | Widespread technology |  |  | Most widespread technology | [5 empty] | Most widespread fuel |  |  | Most widespread technology |  |  | Most widespread technology |  |  | Less widespread technology | Widespread technology |  |  |  |  | Most widespread fuel |  |  | 84.4593 | 44.2547 | 22.363 | 97.1451 | 11.9266 | 38.9339 | 0.81638 | 0.11272 | 1.1043 | 0.030379 | 8.508 | 70.61% | 13.45% | 15.94% | 100% |  | 0.2569% | 0.374% | 0.1467% | 0.2888%
Residential sector | Total | Total | Post 2010 | 4.8705 | 6.1387 | 1.7044 | 0.071952 | 0.046 | 0.055188 | 0.0042452 | 0.01252 | 0.068413 | 0.0082021 | 0.005 | 0.20664 | 0.73032 | 0.2 | 0.2897 |  | 100% |  |  | 100% | 100% | [5 empty] | 100% |  |  |  | 100% | 100% |  |  | 62.73% | 37.27% |  | 62.73% | 62.73% | 37.27% | 37.27% |  | 100% |  |  | 100% | 100% |  |  |  |  | Widespread technology | Widespread technology |  |  | Most widespread technology | [5 empty] | Most widespread fuel |  |  | Most widespread technology |  |  | Most widespread technology |  |  | Widespread technology | Widespread technology |  |  |  |  | Most widespread fuel |  |  | 65.5109 | 32.8114 | 22.911 | 75.3506 | 8.8427 | 39.8881 | 0.48636 | 0.055925 | 0.65683 | 0.015072 | 4.8705 | 62.73% | 17.16% | 20.11% | 100% |  | 0.2064% | 0.3296% | 0.09258% | 0.4633%
Residential sector | Single family- Terraced houses | Single family- Terraced houses |  |  |  |  | 0.70595 | 0.46 | 0.54146 | 0.041651 | 0.12284
Residential sector | Single family- Terraced houses | Single family- Terraced houses | Before 1945 | 4.2746 | 3.3718 | 2.3345 | 0.074771 | 0.07 | 0.057349 | 0.0044115 | 0.01301 | 0.1 | 0.010468 | 0.04 | 1.5 | 2.2 | 1.735 | 1.17 |  |  |  | 100% | 100% | [6 empty] | 100% |  |  | 100% |  |  |  |  | 100% |  |  | 100% |  |  |  |  | 100% |  |  | 100% | [5 empty] | Most widespread technology |  | Most widespread technology | [9 empty] | Most widespread fuel | Most widespread technology |  |  | Most widespread technology |  | Most widespread technology | [7 empty] | Most widespread fuel |  | 201.029 | 45.0986 | 20.32 | 231.2235 | 12.1541 | 35.3771 | 0.72393 | 0.10528 | 0.93086 | 0.028373
Residential sector | Single family- Terraced houses | Single family- Terraced houses | 1945 - 1969 | 21.407 | 11.938 | 5.5355 | 0.33121 | 0.17 | 0.25404 | 0.019541 | 0.057631 | 0.23 | 0.04637 | 0.054842 | 1.02 | 2.8 | 0.69 | 1.22 | 100% | [7 empty] | 100% |  |  | 100% |  |  |  | 100% |  |  |  |  | 100% |  | 100% | 100% |  |  |  | 100% |  |  | 100% | [5 empty] | Most widespread technology |  | Most widespread technology | [9 empty] | Most widespread fuel | Most widespread technology |  |  | Most widespread technology |  | Most widespread technology | [7 empty] | Most widespread fuel |  | 198.0269 | 63.0754 | 20.32 | 227.7706 | 16.9988 | 35.3771 | 2.6499 | 0.34915 | 2.9564 | 0.074096
Residential sector | Single family- Terraced houses | Single family- Terraced houses | 1970 - 1979 | 4.6719 | 3.5704 | 1.6584 | 0.075156 | 0.05 | 0.057644 | 0.0044342 | 0.013077 | 0.06 | 0.010522 | 0.0046339 | 0.54 | 2.5 | 0.54 | 0.7 | 100% | [7 empty] | 100% | 100% |  | 100% |  |  |  | 100% |  |  |  |  | 100% |  | 100% | 100% |  |  |  | 100% |  |  | 100% | 100% |  |  |  |  | Most widespread technology |  | Most widespread technology | [9 empty] | Most widespread fuel | Most widespread technology |  |  | Most widespread technology |  | Most widespread technology | [7 empty] | Most widespread fuel |  | 170.75 | 66.0961 | 20.32 | 196.3966 | 17.8129 | 35.3771 | 0.66703 | 0.10961 | 0.8665 | 0.029541
Residential sector | Single family- Terraced houses | Single family- Terraced houses | 1980 - 1989 | 2.5825 | 2.5258 | 1.1744 | 0.041004 | 0.04 | 0.03145 | 0.0024193 | 0.0071348 | 0.04 | 0.0057406 | 0.005 | 0.41 | 1.9 | 0.21 | 0.44 | 100% | [5 empty] | 100% | 100% | [5 empty] | 100% |  | 100% | 100% |  |  |  | 100% |  | 100% | 100% |  |  |  | 100% |  |  | 100% | 100% |  |  |  |  | Most widespread technology |  | Most widespread technology | [9 empty] | Most widespread fuel | Most widespread technology |  |  | Most widespread technology |  | Most widespread technology | [7 empty] | Most widespread fuel |  | 162.65 | 55.2572 | 20.32 | 187.08 | 14.8918 | 35.3771 | 0.4386 | 0.064893 | 0.56388 | 0.017489
Residential sector | Single family- Terraced houses | Single family- Terraced houses | 1990 - 1999 | 2.2811 | 2.3751 | 1.1046 | 0.036139 | 0.03 | 0.027719 | 0.0021322 | 0.0062882 | 0.005 | 0.0050595 | 0.02608 | 0.22 | 1.1 | 0.14 | 0.18 | 100% | [5 empty] | 100% | 100% | [5 empty] | 100% |  | 100% | 100% |  |  |  | 100% |  | 100% | 100% |  |  |  | 100% |  |  | 100% | 100% |  |  |  |  | Most widespread technology |  | Most widespread technology | [9 empty] | Most widespread fuel | Most widespread technology |  |  | Most widespread technology |  | Most widespread technology | [7 empty] | Most widespread fuel |  | 130.4 | 54.0984 | 20.32 | 149.9861 | 14.5795 | 35.3771 | 0.33708 | 0.059754 | 0.43693 | 0.016104
Residential sector | Single family- Terraced houses | Single family- Terraced houses | 2000 - 2010 | 6.0077 | 4.2383 | 1.9679 | 0.096196 | 0.06 | 0.073782 | 0.0056755 | 0.016738 | 0.08 | 0.013467 | 0.0027283 | 0.24 | 0.85 | 0.17 | 0.23 |  | 100% |  |  | 100% | 100% | [5 empty] | 100% |  |  |  | 100% | 100% |  |  | 100% |  |  | 100% | 100% |  |  |  | 100% |  |  | 100% | 100% |  |  |  |  | Most widespread technology |  |  |  | Most widespread technology | [5 empty] | Most widespread fuel |  |  | Most widespread technology |  |  | Most widespread technology |  |  |  | Most widespread technology |  |  |  |  | Most widespread fuel |  |  | 99 | 48.0588 | 20.32 | 113.8698 | 12.9518 | 35.3771 | 0.5128 | 0.094574 | 0.69515 | 0.025488
Residential sector | Single family- Terraced houses | Single family- Terraced houses | Post 2010 | 3.0552 | 2.7621 | 1.2839 | 0.051474 | 0.04 | 0.039481 | 0.003037 | 0.0089565 | 0.05 | 0.0072064 | 0.002 | 0.27 | 0.6 | 0.2 | 0.29 |  | 100% |  |  | 100% | 100% | [5 empty] | 100% |  |  |  | 100% | 100% |  |  | 100% |  |  | 100% | 100% |  |  |  | 100% |  |  | 100% | 100% |  |  |  |  | Most widespread technology |  |  |  | Most widespread technology | [5 empty] | Most widespread fuel |  |  | Most widespread technology |  |  | Most widespread technology |  |  |  | Most widespread technology |  |  |  |  | Most widespread fuel |  |  | 83 | 33.0426 | 20.32 | 95.4666 | 8.905 | 35.3771 | 0.27581 | 0.042423 | 0.37177 | 0.011433
Residential sector | Multifamily houses | Multifamily houses |  |  |  |  | 0.14405 | 0.06 | 0.11049 | 0.0084989 | 0.025064 | 0.24545
Residential sector | Multifamily houses | Multifamily houses | Before 1945 | 0.93848 | 1.7037 | 0.21742 | 0.016416 | 0.005 | 0.012591 | 0.00096854 | 0.0028564 | 0.0152 | 0.0005 | 0.00071563 | 1.5 | 2.2 | 0.77 | 1.46 | 100% |  |  |  | 100% | [6 empty] | 100% |  |  | 100% |  |  |  |  | 100% |  |  | 100% |  |  |  |  | 100% |  |  | 100% | [5 empty] | Most widespread technology |  | Most widespread technology | [6 empty] | Most widespread fuel |  |  |  | Most widespread technology |  |  | Most widespread technology |  | Most widespread technology | [7 empty] | Most widespread fuel |  | 127.7983 | 35.3095 | 27.2717 | 146.9936 | 9.5159 | 47.48 | 0.23036 | 0.0076769 | 0.295 | 0.0020689
Residential sector | Multifamily houses | Multifamily houses | 1945 - 1969 | 1.1782 | 1.8236 | 0.27296 | 0.01823 | 0.01 | 0.013982 | 0.0010756 | 0.003172 | 0.01688 | 0.001 | 0.00034995 | 1.8 | 2.5 | 1.17 | 1.03 |  | 100% | [6 empty] | 100% |  |  | 100% |  |  | 100% | [5 empty] | 100% |  |  |  | 100% |  |  | 100% |  |  | 100% | [5 empty] | Most widespread technology |  | Most widespread technology | [6 empty] | Most widespread fuel |  |  |  | Most widespread technology |  |  | Most widespread technology |  | Most widespread technology | [7 empty] | Most widespread fuel |  | 113.5985 | 44.1856 | 27.2717 | 130.661 | 11.908 | 47.48 | 0.22654 | 0.012061 | 0.29422 | 0.0032505
Residential sector | Multifamily houses | Multifamily houses | 1970 - 1979 | 1.3289 | 1.899 | 0.30788 | 0.021379 | 0.01 | 0.016397 | 0.0012613 | 0.0037199 | 0.019795 | 0.001 | 0.00058312 | 1.21 | 2.8 | 0.97 | 0.75 |  | 100% | [6 empty] | 100% |  |  | 100% |  |  |  | 100% |  |  |  |  | 100% |  |  |  | 100% |  |  | 100% |  |  | 100% | 100% |  |  |  |  | Most widespread technology |  | Most widespread technology | [6 empty] | Most widespread fuel |  |  |  | Most widespread technology |  |  | Most widespread technology |  | Most widespread technology | [7 empty] | Most widespread fuel |  | 83.1281 | 40.3815 | 27.2717 | 95.6139 | 10.8828 | 47.48 | 0.18376 | 0.012433 | 0.24467 | 0.0033506
Residential sector | Multifamily houses | Multifamily houses | 1980 - 1989 | 1.7263 | 2.0976 | 0.39992 | 0.027409 | 0.01 | 0.021022 | 0.0016171 | 0.0047691 | 0.025379 | 0.001 | 0.0010297 | 0.62 | 1.4 | 0.77 | 0.65 |  | 100% |  |  | 100% | 100% | [6 empty] | 100% |  |  | 100% | 100% |  |  |  | 100% |  |  |  | 100% | 100% |  | 100% |  |  | 100% | 100% |  |  |  |  | Most widespread technology |  | Most widespread technology | [6 empty] | Most widespread fuel |  |  |  | Most widespread technology |  |  | Most widespread technology |  | Most widespread technology | [7 empty] | Most widespread fuel |  | 63.8991 | 36.1873 | 27.2717 | 73.4968 | 9.7525 | 47.48 | 0.17146 | 0.014472 | 0.23613 | 0.0039003
Residential sector | Multifamily houses | Multifamily houses | 1990 - 1999 | 1.7811 | 2.125 | 0.41262 | 0.028217 | 0.01 | 0.021642 | 0.0016648 | 0.0049097 | 0.026127 | 0.0001 | 0.0019895 | 0.44 | 1.25 | 0.47 | 0.22 |  | 100% |  |  | 100% | 100% | [6 empty] | 100% |  |  | 100% | 100% |  |  |  | 100% |  |  |  | 100% | 100% |  | 100% |  |  | 100% | 100% |  |  |  |  | Most widespread technology |  | Most widespread technology | [6 empty] | Most widespread fuel |  |  |  | Most widespread technology |  |  | Most widespread technology |  | Most widespread technology | [7 empty] | Most widespread fuel |  | 56.7105 | 35.6508 | 27.2717 | 65.2284 | 9.6079 | 47.48 | 0.16007 | 0.01471 | 0.22318 | 0.0039644
Residential sector | Multifamily houses | Multifamily houses | 2000 - 2010 | 1.144 | 1.8065 | 0.26503 | 0.018318 | 0.01 | 0.01405 | 0.0010807 | 0.0031873 | 0.016961 | 0.0001 | 0.0012565 | 0.27 | 1.1 | 0.18 | 0.26 |  | 100% |  |  | 100% | 100% | [5 empty] | 100% |  |  |  | 100% | 100% |  |  |  | 100% |  |  |  | 100% | 100% |  | 100% |  |  | 100% | 100% | [5 empty] | Most widespread technology |  |  | Most widespread technology | [5 empty] | Most widespread fuel |  |  | Most widespread technology |  |  | Most widespread technology |  |  | Most widespread technology | [5 empty] | Most widespread fuel |  |  | 49.5218 | 35.1144 | 27.2717 | 56.96 | 9.4633 | 47.48 | 0.11423 | 0.0093063 | 0.15721 | 0.0025081
Residential sector | Multifamily houses | Multifamily houses | Post 2010 | 0.83573 | 1.6524 | 0.19361 | 0.01408 | 0.005 | 0.0108 | 0.00083075 | 0.00245 | 0.013038 | 0.0001 | 0.00094268 | 0.1 | 0.75 | 0.2 | 0.3 |  | 100% |  |  | 100% | 100% | [5 empty] | 100% |  |  |  | 100% | 100% |  |  |  | 100% |  |  |  | 100% | 100% |  | 100% |  |  | 100% | 100% | [5 empty] | Most widespread technology |  |  | Most widespread technology | [5 empty] | Most widespread fuel |  |  | Most widespread technology |  |  | Most widespread technology |  |  | Most widespread technology | [5 empty] | Most widespread fuel |  |  | 36.0764 | 32.4223 | 27.2717 | 41.4951 | 8.7378 | 47.48 | 0.078011 | 0.0062774 | 0.10825 | 0.0016918
Residential sector | Appartment blocks | Appartment blocks |  | -10.9 |  |  | 0.064916 | 0.011 | 0.04979 | 0.00383 | 0.011295 | 0.054545
Residential sector | Appartment blocks | Appartment blocks | Before 1945 | 1.5619 | 2.0154 | 0.36184 | 0.0102 | 0.002 | 0.0078237 | 0.00060182 | 0.0017749 | 0.0085709 | 0.0014281 | 0.00020143 | 2.8 | 2.8 | 1.8 | 0.77 |  | 100% |  |  | 100% | [6 empty] | 100% |  |  |  | 100% |  |  |  |  | 100% |  |  |  | 100% |  |  | 100% |  |  | 100% | [5 empty] | Most widespread technology |  | Most widespread technology | [6 empty] | Most widespread fuel |  |  |  | Most widespread technology |  |  | Most widespread technology |  | Most widespread technology | [7 empty] | Most widespread fuel |  | 127.7983 | 35.3095 | 27.2717 | 146.9936 | 9.5159 | 47.48 | 0.28416 | 0.012776 | 0.37041 | 0.0034432
Residential sector | Appartment blocks | Appartment blocks | 1945 - 1969 | 3.3772 | 2.9231 | 0.78239 | 0.022056 | 0.003 | 0.016917 | 0.0013013 | 0.0038378 | 0.018533 | 0.0030878 | 0.00043554 | 2.25 | 2.69 | 1.17 | 0.73 |  | 100% |  |  | 100% | [6 empty] | 100% |  |  |  | 100% |  |  |  |  | 100% |  |  |  | 100% |  |  | 100% |  |  | 100% | 100% |  |  |  |  | Most widespread technology |  | Most widespread technology | [6 empty] | Most widespread fuel |  |  |  | Most widespread technology |  |  | Most widespread technology |  | Most widespread technology | [7 empty] | Most widespread fuel |  | 113.5985 | 44.1856 | 27.2717 | 130.661 | 11.908 | 47.48 | 0.40155 | 0.03457 | 0.54228 | 0.0093167
Residential sector | Appartment blocks | Appartment blocks | 1970 - 1979 | 1.1714 | 1.8202 | 0.27138 | 0.0076503 | 0.001 | 0.0058678 | 0.00045137 | 0.0013311 | 0.0064282 | 0.001071 | 0.00015107 | 1.71 | 2.58 | 0.86 | 0.7 |  | 100% |  |  | 100% | [6 empty] | 100% |  |  |  | 100% |  |  |  |  | 100% |  |  |  | 100% |  |  | 100% |  |  | 100% | 100% |  |  |  |  | Most widespread technology |  | Most widespread technology | [6 empty] | Most widespread fuel |  |  |  | Most widespread technology |  |  | Most widespread technology |  | Most widespread technology | [7 empty] | Most widespread fuel |  | 83.1281 | 40.3815 | 27.2717 | 95.6139 | 10.8828 | 47.48 | 0.17349 | 0.010959 | 0.22965 | 0.0029533
Residential sector | Appartment blocks | Appartment blocks | 1980 - 1989 | 0.77408 | 1.6215 | 0.17933 | 0.0050554 | 0.001 | 0.0038775 | 0.00029827 | 0.00087965 | 0.0042479 | 0.00070776 | 9.983e-05 | 0.62 | 2.37 | 0.56 | 0.63 |  | 100% |  |  | 100% | 100% | [5 empty] | 100% |  |  |  | 100% |  |  |  |  | 100% |  |  |  | 100% | 100% |  | 100% |  |  | 100% | 100% |  |  |  |  | Most widespread technology |  | Most widespread technology | [6 empty] | Most widespread fuel |  |  |  | Most widespread technology |  |  | Most widespread technology |  | Most widespread technology | [7 empty] | Most widespread fuel |  | 63.8991 | 36.1873 | 27.2717 | 73.4968 | 9.7525 | 47.48 | 0.11808 | 0.0064895 | 0.15593 | 0.0017489
Residential sector | Appartment blocks | Appartment blocks | 1990 - 1999 | 0.71928 | 1.5941 | 0.16664 | 0.0046975 | 0.001 | 0.003603 | 0.00027715 | 0.00081737 | 0.0039471 | 0.00065766 | 9.2763e-05 | 0.44 | 1.95 | 0.37 | 0.49 |  | 100% |  |  | 100% | 100% | [5 empty] | 100% |  |  |  | 100% |  |  |  |  | 100% |  |  |  | 100% | 100% |  | 100% |  |  | 100% | 100% |  |  |  |  | Most widespread technology |  | Most widespread technology | [6 empty] | Most widespread fuel |  |  |  | Most widespread technology |  |  | Most widespread technology |  | Most widespread technology | [7 empty] | Most widespread fuel |  | 56.7105 | 35.6508 | 27.2717 | 65.2284 | 9.6079 | 47.48 | 0.10416 | 0.0059407 | 0.13813 | 0.001601
Residential sector | Appartment blocks | Appartment blocks | 2000 - 2010 | 1.3564 | 1.9127 | 0.31423 | 0.0088582 | 0.002 | 0.0067943 | 0.00052263 | 0.0015413 | 0.0074431 | 0.0012402 | 0.00017492 | 0.27 | 1.1 | 0.18 | 0.22 |  | 100% |  |  | 100% | 100% | [5 empty] | 100% |  |  |  | 100% | 100% |  |  |  | 100% |  |  |  | 100% | 100% |  | 100% |  |  | 100% | 100% | [5 empty] | Most widespread technology |  |  | Most widespread technology | [5 empty] | Most widespread fuel |  |  | Most widespread technology |  |  | Most widespread technology |  |  | Most widespread technology | [5 empty] | Most widespread fuel |  |  | 49.5218 | 35.1144 | 27.2717 | 56.96 | 9.4633 | 47.48 | 0.12469 | 0.011034 | 0.17335 | 0.0029736
Residential sector | Appartment blocks | Appartment blocks | Post 2010 | 0.97959 | 1.7243 | 0.22694 | 0.0063976 | 0.001 | 0.004907 | 0.00037746 | 0.0011132 | 0.0053756 | 0.00089566 | 0.00012633 | 0.1 | 1.12 | 0.2 | 0.28 |  | 100% |  |  | 100% | 100% | [5 empty] | 100% |  |  |  | 100% | 100% |  |  |  | 100% |  |  |  | 100% | 100% |  | 100% |  |  | 100% | 100% | [5 empty] | Most widespread technology |  |  | Most widespread technology | [5 empty] | Most widespread fuel |  |  | Most widespread technology |  |  | Most widespread technology |  |  | Most widespread technology | [5 empty] | Most widespread fuel |  |  | 36.0764 | 32.4223 | 27.2717 | 41.4951 | 8.7378 | 47.48 | 0.084182 | 0.0073579 | 0.11806 | 0.001983
Service sector | Total | Total |  |  |  |  | 0.2325 | 0.082056 | 0.10951 | 0.12264 | 0
Service sector | Total | Total | Before 1945 | 1.9549 | 1.9549 | 1.1575 | 0.0080296 | 0.0092019 | 0.0036787 | 0.0043248 | 0 | 0.0072741 | 0.00075546 | 0 | 1.5 | 2.2 | 1.735 | 1.17 | [64 empty] | 229.9884 | 46.7129 | 5.4285 | 264.4866 | 13.0796 | 16.2855 | 0.46021 | 0.07407 | 0.54888 | 0.01514 | 1.2345 | 11.98% | 29.96% | 19.44% | 4.66% | 12.65% | 21.3% | 100% |  | 0.03517% | 0.09166% | 0.06193% | 0.05146% | 0.1018% | 0.1027%
Service sector | Total | Total | 1945 - 1969 | 2.9769 | 2.9769 | 1.1425 | 0.037162 | 0.016115 | 0.017597 | 0.019476 | 0 | 0.03355 | 0.0036114 | 4.3368e-18 | 1.02 | 2.8 | 0.69 | 1.22 | [64 empty] | 215.7609 | 48.5783 | 5.3159 | 220.0761 | 19.4313 | 15.9477 | 0.65813 | 0.055501 | 0.62262 | 0.0322 | 3.6973 | 44.68% | 25.79% | 7.303% | 5.78% | 2.89% | 13.56% | 100% |  | 0.3929% | 0.441% | 0.02474% | 0.3084% | 0.08899% | 0.2934%
Service sector | Total | Total | 1970 - 1979 | 5.6782 | 5.6782 | 2.5 | 0.049446 | 0.013147 | 0.023156 | 0.026268 | 0 | 0.044721 | 0.0047255 | 0 | 0.54 | 2.5 | 0.54 | 0.7 | [64 empty] | 136.2584 | 49.7331 | 5.3489 | 138.9836 | 19.8933 | 16.0468 | 0.80408 | 0.11433 | 0.88029 | 0.049733 | 5.6782 | 35.61% | 25.62% | 11.27% | 5.5% | 5.79% | 16.21% | 100% |  | 1.019% | 1.159% | 0.2404% | 0.8619% | 0.5226% | 0.8938%
Service sector | Total | Total | 1980 - 1989 | 5.0193 | 5.0193 | 2.1225 | 0.042849 | 0.012652 | 0.020198 | 0.022619 | 0 | 0.038663 | 0.0041858 | 0 | 0.41 | 1.9 | 0.21 | 0.44 | [64 empty] | 132.7691 | 48.7275 | 5.3796 | 135.4245 | 19.491 | 16.1389 | 0.69341 | 0.10342 | 0.76075 | 0.04137 | 5.0193 | 38.81% | 20.96% | 10.76% | 5.731% | 6.059% | 17.68% | 100% |  | 0.7577% | 0.4363% | 0.164% | 0.485% | 0.3105% | 0.6053%
Service sector | Total | Total | 1990 - 1999 | 4.8696 | 4.8696 | 2.0775 | 0.041995 | 0.015185 | 0.019875 | 0.022026 | 0 | 0.037839 | 0.0041567 | 0 | 0.22 | 1.1 | 0.14 | 0.18 | [64 empty] | 130.5126 | 46.6409 | 5.3798 | 133.1228 | 18.6564 | 16.1395 | 0.66174 | 0.096897 | 0.72685 | 0.038759 | 4.8696 | 38.48% | 20.76% | 10.88% | 5.739% | 6.076% | 18.06% | 100% |  | 0.7338% | 0.4259% | 0.1743% | 0.4394% | 0.2912% | 0.5905%
Service sector | Total | Total | 2000 - 2010 | 6.3085 | 6.3085 | 2.5 | 0.049487 | 0.013961 | 0.023338 | 0.02608 | 0 | 0.044635 | 0.0048518 | 8.6736e-18 | 0.24 | 0.85 | 0.17 | 0.23 | [64 empty] | 124.4927 | 45.8461 | 5.446 | 126.9825 | 18.3384 | 16.338 | 0.81972 | 0.11462 | 0.90413 | 0.045846 | 6.3085 | 34.92% | 19.54% | 12.84% | 5.863% | 7.556% | 19.28% | 100% |  | 0.9277% | 0.457% | 0.245% | 0.5957% | 0.4634% | 0.8001%
Service sector | Total | Total | Post 2010 | 0.87067 | 0.87067 | 0.6225 | 0.0035308 | 0.0017946 | 0.0016627 | 0.001844 | 0 | 0.0031654 | 0.00036536 | -4.3368e-19 | 0.27 | 0.6 | 0.2 | 0.29 | [64 empty] | 92.3934 | 38.5049 | 6.9005 | 94.2413 | 15.402 | 20.7016 | 0.086452 | 0.023969 | 0.10008 | 0.0095877 | 0.87067 | 12.27% | 12.27% | 36.75% | 10.38% | 24.54% | 3.776% | 100% |  | 0.0771% | 0.07745% | 0.1255% | 0.4104% | 0.5257% | 0.044%
Service sector | Offices | Offices |  |  |  |  | 0.13396 | 0.0082022 | 0.065428 | 0.068536 | 0
Service sector | Offices | Offices | Before 1945 | 0.14794 | 0.14794 | 0.17 | 0.0019912 | 0.0001 | 0.00097251 | 0.0010187 | 0 | 0.0017851 | 0.00020609 | 0 | 1.5 | 2.2 | 1.735 | 1.17 | [64 empty] | 428.19 | 46.7129 | 3.8368 | 436.7538 | 18.6852 | 11.5103 | 0.063915 | 0.027941 | 0.066317 | 0.0031765
Service sector | Offices | Offices | 1945 - 1969 | 1.652 | 1.652 | 0.6275 | 0.022235 | 0.0017496 | 0.01086 | 0.011376 | 0 | 0.019934 | 0.0023013 | 0 | 1.02 | 2.8 | 0.69 | 1.22 | [64 empty] | 272.9802 | 43.443 | 3.8368 | 278.4399 | 17.3772 | 11.5103 | 0.4573 | 0.02726 | 0.399 | 0.020904
Service sector | Offices | Offices | 1970 - 1979 | 2.0219 | 2.0219 | 0.74 | 0.027213 | 0.0018622 | 0.013291 | 0.013922 | 0 | 0.024397 | 0.0028166 | 0 | 0.54 | 2.5 | 0.54 | 0.7 | [64 empty] | 135.4592 | 43.8774 | 3.8368 | 138.1684 | 17.551 | 11.5103 | 0.28164 | 0.022469 | 0.30263 | 0.012988
Service sector | Offices | Offices | 1980 - 1989 | 1.9479 | 1.9479 | 0.7175 | 0.026218 | 0.001856 | 0.012805 | 0.013413 | 0 | 0.023504 | 0.0027135 | 0 | 0.41 | 1.9 | 0.21 | 0.44 | [64 empty] | 134.7608 | 40.3672 | 3.8368 | 137.456 | 16.1469 | 11.5103 | 0.26997 | 0.028963 | 0.29017 | 0.011585
Service sector | Offices | Offices | 1990 - 1999 | 1.8739 | 1.8739 | 0.695 | 0.025222 | 0.0017799 | 0.012318 | 0.012904 | 0 | 0.022612 | 0.0026105 | 0 | 0.22 | 1.1 | 0.14 | 0.18 | [64 empty] | 134.0623 | 36.857 | 3.8368 | 136.7435 | 14.7428 | 11.5103 | 0.25841 | 0.025616 | 0.27782 | 0.010246
Service sector | Offices | Offices | 2000 - 2010 | 2.2027 | 2.2027 | 0.795 | 0.029647 | 0.00071454 | 0.01448 | 0.015167 | 0 | 0.026578 | 0.0030685 | 0 | 0.24 | 0.85 | 0.17 | 0.23 | [64 empty] | 132.6653 | 33.5399 | 3.8368 | 135.3186 | 13.416 | 11.5103 | 0.30067 | 0.026664 | 0.32342 | 0.010666
Service sector | Offices | Offices | Post 2010 | 0.10685 | 0.10685 | 0.1575 | 0.0014381 | 0.00014 | 0.00070237 | 0.00073573 | 0 | 0.0012893 | 0.00014884 | 0 | 0.27 | 0.6 | 0.2 | 0.29 | [64 empty] | 91.0063 | 33.1751 | 3.8368 | 92.8264 | 13.2701 | 11.5103 | 0.010134 | 0.0052251 | 0.011148 | 0.00209
Service sector | Trade | Trade |  |  |  |  | 0.083188 | 0.058507 | 0.037019 | 0.046169 | 0
Service sector | Trade | Trade | Before 1945 | 0.36985 | 0.36985 | 0.3675 | 0.004978 | 0.0080415 | 0.0022152 | 0.0027628 | 0 | 0.0046047 | 0.00037335 | 0 | 1.5 | 2.2 | 1.735 | 1.17 | [64 empty] | 252.5361 | 46.7129 | 4.5239 | 257.5868 | 18.6852 | 13.5718 | 0.095074 | 0.017167 | 0.10029 | 0.0068668
Service sector | Trade | Trade | 1945 - 1969 | 0.9534 | 0.9534 | 0.1125 | 0.012832 | 0.012271 | 0.0057104 | 0.0071219 | 0 | 0.01187 | 0.00096242 | 0 | 1.02 | 2.8 | 0.69 | 1.22 | [64 empty] | 225.3287 | 58.3911 | 4.5239 | 229.8352 | 23.3565 | 13.5718 | 0.21914 | 0.006569 | 0.15206 | 0.0026276
Service sector | Trade | Trade | 1970 - 1979 | 1.4547 | 1.4547 | 0.75 | 0.01958 | 0.008632 | 0.0087131 | 0.010867 | 0 | 0.018112 | 0.0014685 | 0 | 0.54 | 2.5 | 0.54 | 0.7 | [64 empty] | 164.7477 | 58.975 | 4.5239 | 168.0427 | 23.59 | 13.5718 | 0.24625 | 0.044231 | 0.2642 | 0.017693
Service sector | Trade | Trade | 1980 - 1989 | 1.052 | 1.052 | 0.445 | 0.01416 | 0.0083248 | 0.0063011 | 0.0078586 | 0 | 0.013098 | 0.001062 | 0 | 0.41 | 1.9 | 0.21 | 0.44 | [64 empty] | 160.9181 | 63.693 | 4.5239 | 164.1364 | 25.4772 | 13.5718 | 0.17405 | 0.028343 | 0.18695 | 0.011337
Service sector | Trade | Trade | 1990 - 1999 | 1.0109 | 1.0109 | 0.4325 | 0.013607 | 0.010238 | 0.0060549 | 0.0075517 | 0 | 0.012586 | 0.0010205 | 0 | 0.22 | 1.1 | 0.14 | 0.18 | [64 empty] | 157.0884 | 68.411 | 4.5239 | 160.2302 | 27.3644 | 13.5718 | 0.16338 | 0.029588 | 0.1757 | 0.011835
Service sector | Trade | Trade | 2000 - 2010 | 1.2328 | 1.2328 | 0.5 | 0.016593 | 0.01 | 0.0073841 | 0.0092094 | 0 | 0.015349 | 0.0012445 | 0 | 0.24 | 0.85 | 0.17 | 0.23 | [64 empty] | 149.4291 | 69.0952 | 4.5239 | 152.4177 | 27.6381 | 13.5718 | 0.1898 | 0.034548 | 0.20464 | 0.013819
Service sector | Trade | Trade | Post 2010 | 0.10685 | 0.10685 | 0.1575 | 0.0014381 | 0.001 | 0.00063995 | 0.00079814 | 0 | 0.0013302 | 0.00010786 | 0 | 0.27 | 0.6 | 0.2 | 0.29 | [64 empty] | 134.226 | 46.7129 | 4.5239 | 136.9106 | 18.6852 | 13.5718 | 0.014825 | 0.0073573 | 0.016078 | 0.0029429
Service sector | Education | Education |  |  |  |  | 0.0014797 | 0.0014797 | 0.0011228 | 0 | 0
Service sector | Education | Education | Before 1945 | 0.24 | 0.27 | 0.1925 | 0.00010777 | 0.00010777 | 8.1777e-05 | 0 | 0 | 8.9882e-05 | 1.789e-05 | 0 | 1.5 | 2.2 | 1.735 | 1.17 | [64 empty] | 130.8926 | 46.7129 | 3.2641 | 133.5104 | 18.6852 | 9.7923 | 0.036124 | 0.0089922 | 0.038398 | 0.0035969
Service sector | Education | Education | 1945 - 1969 | 0.27 | 0.24 | 0.06 | 0.00036905 | 0.00036905 | 0.00028003 | 0 | 0 | 0.00030779 | 6.1262e-05 | 0 | 1.02 | 2.8 | 0.69 | 1.22 | [64 empty] | 102.317 | 50.9171 | 3.2641 | 104.3634 | 20.3668 | 9.7923 | 0.025437 | 0.003055 | 0.027691 | 0.001222
Service sector | Education | Education | 1970 - 1979 | 0.64 | 0.64 | 0.285 | 9.4307e-05 | 9.4307e-05 | 7.156e-05 | 0 | 0 | 7.8652e-05 | 1.5655e-05 | 0 | 0.54 | 2.5 | 0.54 | 0.7 | [64 empty] | 106.5561 | 51.4262 | 3.2641 | 108.6873 | 20.5705 | 9.7923 | 0.070285 | 0.014656 | 0.075827 | 0.0058626
Service sector | Education | Education | 1980 - 1989 | 0.54 | 0.54 | 0.26 | 0.00013052 | 0.00013052 | 9.904e-05 | 0 | 0 | 0.00010885 | 2.1667e-05 | 0 | 0.41 | 1.9 | 0.21 | 0.44 | [64 empty] | 104.268 | 51.4262 | 3.2641 | 106.3533 | 20.5705 | 9.7923 | 0.058067 | 0.013371 | 0.062719 | 0.0053483
Service sector | Education | Education | 1990 - 1999 | 0.53 | 0.53 | 0.2575 | 0.00039153 | 0.00039153 | 0.00029709 | 0 | 0 | 0.00032654 | 6.4994e-05 | 0 | 0.22 | 1.1 | 0.14 | 0.18 | [64 empty] | 101.9798 | 37.5412 | 3.2641 | 104.0194 | 15.0165 | 9.7923 | 0.055779 | 0.0096668 | 0.06032 | 0.0038667
Service sector | Education | Education | 2000 - 2010 | 0.81 | 0.81 | 0.3275 | 0.00028657 | 0.00028657 | 0.00021745 | 0 | 0 | 0.000239 | 4.757e-05 | 0 | 0.24 | 0.85 | 0.17 | 0.23 | [64 empty] | 97.4035 | 42.7969 | 3.2641 | 99.3516 | 17.1188 | 9.7923 | 0.081541 | 0.014016 | 0.088407 | 0.0056064
Service sector | Education | Education | Post 2010 | 0.32 | 0.32 | 0.08 | 0.0001 | 0.0001 | 7.588e-05 | 0 | 0 | 8.34e-05 | 1.66e-05 | 0 | 0.27 | 0.6 | 0.2 | 0.29 | [64 empty] | 87.9811 | 38.8076 | 3.2641 | 89.7407 | 15.5231 | 9.7923 | 0.029198 | 0.0031046 | 0.031851 | 0.0012418
Service sector | Health | Health |  |  |  |  | 0.001 | 0.001 | 0.0005242 | 0.0004758 | 0
Service sector | Health | Health | Before 1945 | 0.057533 | 0.21369 | 0.065 | 0.00013265 | 0.00013265 | 6.9537e-05 | 6.3116e-05 | 0 | 0.00011063 | 2.202e-05 | 0 | 1.5 | 2.2 | 1.735 | 1.17 | [64 empty] | 139.6598 | 46.7129 | 25.0821 | 142.453 | 18.6852 | 75.2463 | 0.031287 | 0.0030363 | 0.03477 | 0.0012145
Service sector | Health | Health | 1945 - 1969 | 0.21369 | 0.057533 | 0.0175 | 3.5714e-05 | 3.5714e-05 | 1.8721e-05 | 1.6993e-05 | 0 | 2.9786e-05 | 5.9286e-06 | 0 | 1.02 | 2.8 | 0.69 | 1.22 | [64 empty] | 107.404 | 43.443 | 25.0821 | 109.552 | 17.3772 | 75.2463 | 0.011539 | 0.00076025 | 0.022382 | 0.0003041
Service sector | Health | Health | 1970 - 1979 | 0.31232 | 0.31232 | 0.095 | 0.00019388 | 0.00019388 | 0.00010163 | 9.2247e-05 | 0 | 0.00016169 | 3.2184e-05 | 0 | 0.54 | 2.5 | 0.54 | 0.7 | [64 empty] | 97.4998 | 43.8774 | 25.0821 | 99.4498 | 17.551 | 75.2463 | 0.038285 | 0.0041684 | 0.054561 | 0.0016673
Service sector | Health | Health | 1980 - 1989 | 0.28766 | 0.28766 | 0.0875 | 0.00017857 | 0.00017857 | 9.3607e-05 | 8.4964e-05 | 0 | 0.00014893 | 2.9643e-05 | 0 | 0.41 | 1.9 | 0.21 | 0.44 | [64 empty] | 95.2261 | 38.8315 | 25.0821 | 97.1306 | 15.5326 | 75.2463 | 0.034608 | 0.0033978 | 0.049587 | 0.0013591
Service sector | Health | Health | 1990 - 1999 | 0.27944 | 0.27944 | 0.085 | 0.00017347 | 0.00017347 | 9.0933e-05 | 8.2537e-05 | 0 | 0.00014467 | 2.8796e-05 | 0 | 0.22 | 1.1 | 0.14 | 0.18 | [64 empty] | 92.9524 | 33.7856 | 25.0821 | 94.8115 | 13.5142 | 75.2463 | 0.032984 | 0.0028718 | 0.047522 | 0.0011487
Service sector | Health | Health | 2000 - 2010 | 0.36985 | 0.36985 | 0.1125 | 0.00022959 | 0.00022959 | 0.00012035 | 0.00010924 | 0 | 0.00019148 | 3.8112e-05 | 0 | 0.24 | 0.85 | 0.17 | 0.23 | [64 empty] | 88.405 | 38.1778 | 25.0821 | 90.1731 | 15.2711 | 75.2463 | 0.041974 | 0.004295 | 0.061181 | 0.001718
Service sector | Health | Health | Post 2010 | 0.090408 | 0.090408 | 0.0275 | 5.6122e-05 | 5.6122e-05 | 2.9419e-05 | 2.6703e-05 | 0 | 4.6806e-05 | 9.3163e-06 | 0 | 0.27 | 0.6 | 0.2 | 0.29 | [64 empty] | 87.9233 | 35.2682 | 25.0821 | 89.6817 | 14.1073 | 75.2463 | 0.010217 | 0.00096988 | 0.014911 | 0.00038795
Service sector | Hotels and Restaurants | Hotels and Restaurants |  |  |  |  | 0.0033798 | 0.0033798 | 0.0016166 | 0.0017633 | 0
Service sector | Hotels and Restaurants | Hotels and Restaurants | Before 1945 | 0.15616 | 0.10685 | 0.1575 | 0.00014982 | 0.00014982 | 7.1661e-05 | 7.8163e-05 | 0 | 0.00012495 | 2.4871e-05 | 0 | 1.5 | 2.2 | 1.735 | 1.17 | [64 empty] | 117.0769 | 46.7129 | 7.8453 | 119.4184 | 18.6852 | 23.5359 | 0.013734 | 0.0073573 | 0.016435 | 0.0029429
Service sector | Hotels and Restaurants | Hotels and Restaurants | 1945 - 1969 | 0.10685 | 0.15616 | 0.0475 | 0.00066928 | 0.00066928 | 0.00032012 | 0.00034916 | 0 | 0.00055818 | 0.0001111 | 0 | 1.02 | 2.8 | 0.69 | 1.22 | [64 empty] | 79.5799 | 45.3115 | 7.8453 | 81.1715 | 18.1246 | 23.5359 | 0.013265 | 0.0021523 | 0.01519 | 0.00086092
Service sector | Hotels and Restaurants | Hotels and Restaurants | 1970 - 1979 | 0.32876 | 0.32876 | 0.225 | 0.00041859 | 0.00041859 | 0.00020021 | 0.00021838 | 0 | 0.0003491 | 6.9485e-05 | 0 | 0.54 | 2.5 | 0.54 | 0.7 | [64 empty] | 96.3437 | 45.7646 | 7.8453 | 98.2706 | 18.3059 | 23.5359 | 0.034253 | 0.010297 | 0.040045 | 0.0041188
Service sector | Hotels and Restaurants | Hotels and Restaurants | 1980 - 1989 | 0.3041 | 0.3041 | 0.2175 | 0.00044192 | 0.00044192 | 0.00021137 | 0.00023055 | 0 | 0.00036856 | 7.3359e-05 | 0 | 0.41 | 1.9 | 0.21 | 0.44 | [64 empty] | 93.9014 | 40.5017 | 7.8453 | 95.7794 | 16.2007 | 23.5359 | 0.030941 | 0.0088091 | 0.036284 | 0.0035236
Service sector | Hotels and Restaurants | Hotels and Restaurants | 1990 - 1999 | 0.29588 | 0.29588 | 0.215 | 0.00093253 | 0.00093253 | 0.00044603 | 0.0004865 | 0 | 0.00077773 | 0.0001548 | 0 | 0.22 | 1.1 | 0.14 | 0.18 | [64 empty] | 91.4591 | 35.2388 | 7.8453 | 93.2883 | 14.0955 | 23.5359 | 0.029382 | 0.0075763 | 0.034566 | 0.0030305
Service sector | Hotels and Restaurants | Hotels and Restaurants | 2000 - 2010 | 0.4767 | 0.4767 | 0.27 | 0.00056769 | 0.00056769 | 0.00027152 | 0.00029616 | 0 | 0.00047345 | 9.4236e-05 | 0 | 0.24 | 0.85 | 0.17 | 0.23 | [64 empty] | 86.5745 | 39.8198 | 7.8453 | 88.3059 | 15.9279 | 23.5359 | 0.04501 | 0.010751 | 0.053315 | 0.0043005
Service sector | Hotels and Restaurants | Hotels and Restaurants | Post 2010 | 0.21369 | 0.21369 | 0.065 | 0.0002 | 0.0002 | 9.566e-05 | 0.00010434 | 0 | 0.0001668 | 3.32e-05 | 0 | 0.27 | 0.6 | 0.2 | 0.29 | [64 empty] | 77.0942 | 36.719 | 7.8453 | 78.6361 | 14.6876 | 23.5359 | 0.018151 | 0.0023867 | 0.021833 | 0.00095469
Service sector | Other non-residential buildings | Other non-residential buildings |  |  |  |  | 0.0094875 | 0.0094875 | 0.003795 | 0.0056925 | 0
Service sector | Other non-residential buildings | Other non-residential buildings | Before 1945 | 0.26301 | 0.26301 | 0.205 | 0.0006701 | 0.0006701 | 0.00026804 | 0.00040206 | 0 | 0.00055886 | 0.00011124 | 0 | 1.5 | 2.2 | 1.735 | 1.17 | [64 empty] | 264.0203 | 46.7129 | 3.8368 | 269.3007 | 18.6852 | 11.5103 | 0.070448 | 0.0095761 | 0.073855 | 0.0038305
Service sector | Other non-residential buildings | Other non-residential buildings | 1945 - 1969 | 0.50136 | 0.50136 | 0.2775 | 0.0010204 | 0.0010204 | 0.00040817 | 0.00061226 | 0 | 0.00085104 | 0.00016939 | 0 | 1.02 | 2.8 | 0.69 | 1.22 | [64 empty] | 145.3248 | 48.4646 | 3.8368 | 148.2313 | 19.3859 | 11.5103 | 0.074783 | 0.013449 | 0.080087 | 0.0053796
Service sector | Other non-residential buildings | Other non-residential buildings | 1970 - 1979 | 0.92052 | 0.92052 | 0.405 | 0.0019464 | 0.0019464 | 0.00077855 | 0.0011678 | 0 | 0.0016233 | 0.0003231 | 0 | 0.54 | 2.5 | 0.54 | 0.7 | [64 empty] | 141.0472 | 50.2164 | 3.8368 | 143.8681 | 20.0865 | 11.5103 | 0.13337 | 0.020338 | 0.14303 | 0.0081351
Service sector | Other non-residential buildings | Other non-residential buildings | 1980 - 1989 | 0.88765 | 0.88765 | 0.395 | 0.0017205 | 0.0017205 | 0.00068821 | 0.0010323 | 0 | 0.0014349 | 0.00028561 | 0 | 0.41 | 1.9 | 0.21 | 0.44 | [64 empty] | 137.8582 | 53.7198 | 3.8368 | 140.6154 | 21.4879 | 11.5103 | 0.12578 | 0.021219 | 0.13503 | 0.0084877
Service sector | Other non-residential buildings | Other non-residential buildings | 1990 - 1999 | 0.87943 | 0.87943 | 0.3925 | 0.0016692 | 0.0016692 | 0.00066768 | 0.0010015 | 0 | 0.0013921 | 0.00027709 | 0 | 0.22 | 1.1 | 0.14 | 0.18 | [64 empty] | 134.6692 | 55.8686 | 3.8368 | 137.3626 | 22.3475 | 11.5103 | 0.12181 | 0.021928 | 0.13092 | 0.0087714
Service sector | Other non-residential buildings | Other non-residential buildings | 2000 - 2010 | 1.2164 | 1.2164 | 0.495 | 0.0021624 | 0.0021624 | 0.00086497 | 0.0012975 | 0 | 0.0018035 | 0.00035896 | 0 | 0.24 | 0.85 | 0.17 | 0.23 | [64 empty] | 128.2913 | 51.2908 | 3.8368 | 130.8571 | 20.5163 | 11.5103 | 0.16072 | 0.025389 | 0.17318 | 0.010156
Service sector | Other non-residential buildings | Other non-residential buildings | Post 2010 | 0.032876 | 0.032876 | 0.135 | 0.00029845 | 0.00029845 | 0.00011938 | 0.00017907 | 0 | 0.00024891 | 4.9542e-05 | 0 | 0.27 | 0.6 | 0.2 | 0.29 | [64 empty] | 115.6317 | 46.7129 | 3.8368 | 117.9443 | 18.6852 | 11.5103 | 0.0039276 | 0.0063062 | 0.0042559 | 0.0025225
0.0094875
11.56%
Estimated
Note on U2: TABULA, TABULA WebTool, 2017 http://webtool.building-typology.eu/#bm
Note on AF2: TABULA, TABULA WebTool, 2017 http://webtool.building-typology.eu/#bm
Note on AN2: TABULA, TABULA WebTool, 2017 http://webtool.building-typology.eu/#bm
Note on AU2: TABULA, TABULA WebTool, 2017 http://webtool.building-typology.eu/#bm
Note on BD2: SPezzutto: TABULA, TABULA WebTool, 2017 http://webtool.building-typology.eu/#bm
Note on BR2: SPezzutto: TABULA, TABULA WebTool, 2017 http://webtool.building-typology.eu/#bm
Note on BT2: SPezzutto: TABULA, TABULA WebTool, 2017 http://webtool.building-typology.eu/#bm
Following information have been retrieved by experts questioning and relate to Eastern Europe (Poland, Czech Republic, Hungary, Slovenia, Slovakia, Croatia, Bulgaria, Romania)
OFFICES
Construction materials:
Walls: in the majority of the cases BRICKS were used and INSULATION is present only in few cases.
Windows: in the majority of the cases WOOD was used . LOW-EMITTANCE GLASS is present only in few cases.
Roofs: in the majority of the cases CONCRETE ans METALLIC ROOF BOARDS were used and INSULATION in most of the cases is not present.
Floors: in the majority of the cases CONCRETE was used and INSULATION is present only in few cases.
Construction methodologies:
Walls: the most common methodology is SOLID WALL.
Windows: DOUBLE GLAZING is the most common.
Roofs: FLAT ROOF is the most common.
Floors: CONCRETE SLAB is the most common.
TRADE
Construction materials:
Walls: in the majority of the cases BRICKS were used and INSULATION is present only in few cases.
Windows: in the majority of the cases WOOD was used . LOW-EMITTANCE GLASS is present only in few cases.
Roofs: in the majority of the cases CONCRETE was used and INSULATION in most of the cases is not present.
Floors: in the majority of the cases CONCRETE was used and INSULATION is present only in few cases.
Construction methodologies:
Walls: the most common methodology is SOLID WALL.
Windows: DOUBLE GLAZING is the most common.
Roofs: FLAT ROOF is the most common.
Floors: CONCRETE SLAB is the most common.
EDUCATION
Construction materials:
Walls: in the majority of the cases BRICKS were used and INSULATION is present only in few cases.
Windows: in the majority of the cases SYNTHETIC was used . LOW-EMITTANCE GLASS is present only in few cases.
Roofs: in the majority of the cases CONCRETE ans TILES were used and INSULATION in most of the cases is not present.
Floors: in the majority of the cases CONCRETE was used and INSULATION is present only in few cases.
Construction methodologies:
Walls: the most common methodology is SOLID WALL.
Windows: DOUBLE GLAZING is the most common.
Roofs: FLAT ROOF is the most common.
Floors: CONCRETE SLAB is the most common.
HEALTH
Construction materials:
Walls: in the majority of the cases BRICKS were used and INSULATION is present only in few cases.
Windows: in the majority of the cases WOOD was used . LOW-EMITTANCE GLASS is present only in few cases.
Roofs: in the majority of the cases CONCRETE ans METALLIC ROOF BOARDS were used and INSULATION in most of the cases is not present.
Floors: in the majority of the cases CONCRETE was used and INSULATION is present only in few cases.
Construction methodologies:
Walls: the most common methodology is SOLID WALL.
Windows: DOUBLE GLAZING is the most common.
Roofs: FLAT ROOF is the most common.
Floors: CONCRETE SLAB is the most common.
HOTELS AND RESTAURANTS
Construction materials:
Walls: in the majority of the cases BRICKS were used and INSULATION is present only in few cases.
Windows: about 50% of the frames are made of SYNTHETIC/PVC material and the other 50% of ALUMINIUM. LOW-EMITTANCE GLASS is present only in few cases.
Roofs: in the majority of the cases CONCRETE ans BRICKS were used and INSULATION is most times not present.
Floors: in the majority of the cases CONCRETE was used and INSULATION is present only in few cases.
Construction methodologies:
Walls: the most common methodology is SOLID WALL.
Windows: DOUBLE GLAZING is the most common.
Roofs: FLAT ROOF is the most common.
Floors: CONCRETE SLAB is the most common.
OTHER NON RESIDENTIAL BUILDINGS
Construction materials:
Walls: in the majority of the cases BRICKS were used and INSULATION is present only in few cases.
Windows: in the majority of the cases WOOD was used . LOW-EMITTANCE GLASS is present only in few cases.
Roofs: in the majority of the cases CONCRETE ans METALLIC ROOF BOARDS were used and INSULATION in most of the cases is not present.
Floors: in the majority of the cases CONCRETE was used and INSULATION is present only in few cases.
Construction methodologies:
Walls: the most common methodology is SOLID WALL.
Windows: DOUBLE GLAZING is the most common.
Roofs: FLAT ROOF is the most common.
Floors: CONCRETE SLAB is the most common.
Following information have been retrieved by experts questioning and relate to Eastern Europe (Poland, Czech Republic, Hungary, Slovenia, Slovakia, Croatia, Bulgaria, Romania)
OFFICES
Space heating:
The most common is the non-condesing boiler, gas.
Space cooling:
Not present in most of the cases.
DHW:
The most common is the non-condesing boiler, gas.
TRADE
Space heating:
The most common is the non-condesing boiler, gas.
Space cooling:
Not present in most of the cases.
DHW:
The most common is the non-condesing boiler, gas.
EDUCATION
Space heating:
The most common is the non-condesing boiler, gas.
Space cooling:
Not present in most of the cases.
DHW:
The most common is the non-condesing boiler, gas.
HEALTH
Space heating:
The most common is the non-condesing boiler, gas.
Space cooling:
Present in most of the cases.
DHW:
The most common fuel used is gas.
HOTELS AND RESTAURANTS
Space heating:
The most common is the non-condesing boiler, gas.
Space cooling:
Not present in most of the cases.
DHW:
The most common is the non-condesing boiler, gas.
OTHER NON RESIDENTIAL BUILDINGS
Space heating:
The most common is the non-condesing boiler, gas.
Space cooling:
Not present in most of the cases.
DHW:
The most common is the non-condesing boiler, gas.

## Spain
[19 empty] | WALLS | [10 empty] | WINDOWS | [7 empty] | ROOF | [6 empty] | FLOOR | [8 empty] | SPACE HEATING | [13 empty] | SPACE COOLING |  | DHW
|  |  |  | Area |  |  |  |  | Tenure/ownership status and distribution |  |  | Occupancy |  |  | Construction features (U-values) |  |  |  | construction material |  |  |  | construction methodology | [6 empty] | construction material |  |  | construction methodology |  |  |  |  | construction material | [6 empty] | construction material |  |  |  | construction methodology |  |  |  |  | individual | central | district heating | boiler |  | combined | stove | electric heating | heat pump | fossil fuels |  |  | electricity | biomass | no space cooling | space cooling | individual | central | district heating | boiler |  | Combined | Solar collectors | heat pump | fossil fuels |  |  | electricity | biomass | Useful energy demand |  |  | Final energy consumption |  |  | Total useful energy demand |  | Total final energy consumption
Sector | Subsector | Building type | Buidling age class | Covered area: constructed [Mm²] | Covered area: heated [Mm²] | Covered area: cooled [Mm²] | Number of dwellings/units [Mil.] | Number of buildings [Mil.] | Owner occupied - dwellings/units [Mil.] | Private rented - dwellings/units [Mil.] | Social housing - dwellings/units [Mil.] | Occupied [Mil.] | Vacant [Mil.] | Secondary dwellings/ units and others [Mil.] | Walls | Windows | Roof | Floor | brick | concrete | wood | other | solid wall |  | cavity wall |  | honeycomb bricks / hollow blocks wall |  | other | wood | synthetic / pvc | aluminium | single glazing | double glazing |  | triple glazing |  | wood | concrete | concrete + bricks | tilted roof |  | flat roof |  | wood | concrete | concrete + bricks | other | concrete slab |  | wooden floor (rafters + boards) |  | other |  |  |  | non-condensing | condensing |  |  |  |  | solid | liquid | gas | [7 empty] | non-condensing | condensing |  |  |  | solid | liquid | gas |  |  | Space heating [kWh/m² year] | Space cooling [kWh/m² year] | Domestic hot water [kWh/m² year] | Space heating [kWh/m² year] | Space cooling [kWh/m² year] | Domestic hot water [kWh/m² year] | Space heating+Domestic hot water [TWh/year] | Space cooling [TWh/year] | Space heating+Domestic hot water [TWh/year] | Space cooling [TWh/year]
|  |  |  | 50.304 | [19 empty] | insulation |  | insulation |  | insulation | [6 empty] | low-e |  | low-e |  |  |  |  | insulation |  | insulation | [5 empty] | insulation |  | insulation
Residential sector | Total | Total |  | 1752.5796 |  |  | 34.8398 | 11.71 | 27.2799 | 3.7023 | 3.8576 | 7.4647
Residential sector | Total | Total | Before 1945 | 271.6428 | 195.8132 | 57.8603 | 5.1598 | 1.67 | 4.044 | 0.55966 | 0.55612 | 3.8292 | 0.71722 | 0.61342 | 3.2777 | 4.9546 | 3.1137 | 1.2725 | 50% |  |  | 50% | 100% | [6 empty] | 50% |  | 50% | 100% |  |  |  |  | 52.61% | 35.49% | 11.89% | 66.66% |  | 33.33% |  | 25.68% | 50% | 24.32% |  | 74.32% |  | 25.68% |  |  |  | Most widespread technology |  | Most widespread technology | [7 empty] | Most widespread fuel |  |  | Most widespread technology |  |  | Most widespread technology |  | Most widespread technology | [6 empty] | Most widespread fuel |  |  | 67.8085 | 50.2725 | 17.4366 | 115.3219 | 14.6645 | 27.6352 | 18.0143 | 2.9088 | 30.0885 | 0.84849 | 271.6428 | 51.35% | 12.97% | 35.68% | 100% |  | 5.415% | 4.532% | 2.815% | 14.12%
Residential sector | Total | Total | 1945 - 1969 | 244.3728 | 176.1679 | 49.5702 | 5.0119 | 1.95 | 3.9219 | 0.52531 | 0.56468 | 3.6049 | 0.69665 | 0.71032 | 2.4322 | 4.6381 | 2.0948 | 1.1226 | 50% | 50% |  |  | 100% | [8 empty] | 100% | 100% |  |  |  |  | 22.96% | 52.17% | 24.87% | 22.96% |  | 77.04% |  |  |  | 100% |  | 100% | [5 empty] | Most widespread technology |  | Most widespread technology | [7 empty] | Most widespread fuel |  |  | Most widespread technology |  |  | Most widespread technology |  | Most widespread technology | [6 empty] | Most widespread fuel |  |  | 67.0601 | 49.334 | 17.5985 | 114.0491 | 14.3907 | 27.8918 | 16.1144 | 2.4455 | 26.9078 | 0.71335 | 244.3728 | 45.93% | 4.331% | 49.74% | 100% |  | 5.203% | 4.407% | 2.815% | 15.1%
Residential sector | Total | Total | 1970 - 1979 | 224.7128 | 162.0048 | 43.5936 | 4.681 | 1.84 | 3.6618 | 0.48732 | 0.53184 | 3.5855 | 0.65066 | 0.44486 | 1.3488 | 5.4734 | 2.3131 | 0.98916 | 50% | 50% |  |  | 100% | [8 empty] | 100% | 100% |  |  |  |  | 41.19% | 6.071% | 52.73% | 41.19% |  | 58.81% |  |  | 41.19% | 58.81% |  | 100% | [5 empty] | Most widespread technology |  | Most widespread technology | [7 empty] | Most widespread fuel |  |  | Most widespread technology |  |  | Most widespread technology |  | Most widespread technology | [6 empty] | Most widespread fuel |  |  | 61.596 | 50.8637 | 17.7395 | 104.7563 | 14.8369 | 28.1154 | 13.9652 | 2.2173 | 23.2889 | 0.6468 | 224.7128 | 41.19% | 6.071% | 52.73% | 100% |  | 6.334% | 5.312% | 0.7867% | 17.21%
Residential sector | Total | Total | 1980 - 1989 | 253.6828 | 182.8748 | 52.4005 | 4.8991 | 1.61 | 3.8383 | 0.5274 | 0.53334 | 3.657 | 0.68097 | 0.56112 | 0.62875 | 3.8408 | 0.91947 | 1.2106 | 50% | 50% |  |  | 100% | [8 empty] | 100% | 100% | [6 empty] | 100% |  |  | 100% | 61.38% |  | 47.91% | 52.09% |  | 100% | [5 empty] | Most widespread technology |  | Most widespread technology | [7 empty] | Most widespread fuel |  |  | Most widespread technology |  |  | Most widespread technology |  | Most widespread technology | [6 empty] | Most widespread fuel |  |  | 42.3136 | 51.3458 | 17.5393 | 71.9628 | 14.9776 | 27.798 | 12.1875 | 2.6905 | 20.212 | 0.78483 | 253.6828 | 47.91% | 13.47% | 38.62% | 100% |  | 7.873% | 7.878% | 1.222% | 18.11%
Residential sector | Total | Total | 1990 - 1999 | 250.4728 | 180.5623 | 51.4246 | 4.8579 | 1.7 | 3.8058 | 0.52196 | 0.53022 | 3.6475 | 0.67525 | 0.53515 | 0.55685 | 3.5255 | 0.68717 | 0.99115 | 50% | 50% |  |  | 100% | [8 empty] | 100% | 100% | [6 empty] | 100% |  |  | 100% | 60.61% |  | 47.24% | 52.76% |  | 100% | [5 empty] | Most widespread technology |  | Most widespread technology | [7 empty] | Most widespread fuel |  |  | Most widespread technology |  |  | Most widespread technology |  | Most widespread technology | [6 empty] | Most widespread fuel |  |  | 41.5464 | 47.3393 | 17.5592 | 70.658 | 13.8089 | 27.8295 | 11.8998 | 2.4344 | 19.7287 | 0.71012 | 250.4728 | 47.24% | 13.36% | 39.39% | 100% |  | 8.65% | 9.344% | 3.002% | 23.78%
Residential sector | Total | Total | 2000 - 2010 | 340.7928 | 245.6288 | 74.6837 | 7.0108 | 2.3 | 5.4857 | 0.73384 | 0.79121 | 5.4786 | 0.9745 | 0.5577 | 0.51985 | 3.4481 | 0.55407 | 0.86881 | 50% | 50% |  |  | 100% | [8 empty] | 100% | 100% | [6 empty] | 100% |  |  | 100% | 49.67% |  | 33.7% | 66.3% |  | 100% | [5 empty] | Most widespread technology |  | Most widespread technology | [7 empty] | Most widespread fuel |  |  | Most widespread technology |  |  | Most widespread technology |  | Most widespread technology | [6 empty] | Most widespread fuel |  |  | 33.9793 | 44.9394 | 17.9631 | 57.7887 | 13.1088 | 28.4698 | 14.468 | 3.3562 | 23.8969 | 0.97901 | 340.7928 | 33.7% | 15.98% | 50.33% | 100% |  | 10.29% | 7.15% | 2.757% | 36.52%
Residential sector | Total | Total | Post 2010 | 166.9028 | 120.3585 | 22.7179 | 3.2193 | 0.64 | 2.5224 | 0.34676 | 0.35023 | 1.22 | 0.44749 | 1.5519 | 0.48934 | 3.2323 | 0.46152 | 0.73999 | 50% | 50% |  |  | 100% | [7 empty] | 100% |  |  | 100% | [5 empty] | 100% |  |  | 100% | 61.59% |  |  | 100% |  | 100% | 61.76% |  |  |  |  | Most widespread technology |  | Most widespread technology | [7 empty] | Most widespread fuel |  |  | Most widespread technology |  |  | Most widespread technology |  | Widespread technology |  |  | Widespread technology |  |  |  | Most widespread fuel |  |  | 27.0051 | 40.6481 | 17.8276 | 45.9276 | 11.857 | 28.2549 | 6.2258 | 0.92344 | 10.2336 | 0.26937 | 166.9028 | 38.24% | 23.35% | 38.41% | 100% |  | 7.072% | 6.886% | 4.406% | 30.32%
Residential sector | Single family- Terraced houses | Single family- Terraced houses |  |  |  |  | 20.6728 | 8.02 | 16.2901 | 2.5014 | 1.8812
Residential sector | Single family- Terraced houses | Single family- Terraced houses | Before 1945 | 139.5 | 100.5364 | 30.6523 | 3.2866 | 1.23 | 2.5898 | 0.39768 | 0.29908 | 2.5 | 0.45684 | 0.32977 | 3.9767 | 4.7267 | 3.4022 | 1.4317 | 50% |  |  | 50% | 100% | [6 empty] | 50% |  | 50% | 100% |  |  |  |  | 66.66% | 33.33% |  | 66.66% |  | 33.33% |  | 50% | 50% |  |  | 50% |  | 50% |  |  |  | Most widespread technology |  | Most widespread technology | [7 empty] | Most widespread fuel |  |  | Most widespread technology |  |  | Most widespread technology |  | Most widespread technology | [6 empty] | Most widespread fuel |  |  | 75.9014 | 50.2725 | 15.9857 | 129.0855 | 14.6645 | 25.3358 | 9.8609 | 1.541 | 16.5121 | 0.4495
Residential sector | Single family- Terraced houses | Single family- Terraced houses | 1945 - 1969 | 112.23 | 80.8911 | 22.3622 | 3.3843 | 1.55 | 2.6668 | 0.4095 | 0.30797 | 2.45 | 0.47042 | 0.46388 | 2.56 | 4.59 | 2.92 | 1.34 | 50% | 50% |  |  | 100% | [8 empty] | 100% | 100% |  |  |  |  | 50% | 50% |  | 50% |  | 50% |  |  |  | 100% |  | 100% | [5 empty] | Most widespread technology |  | Most widespread technology | [7 empty] | Most widespread fuel |  |  | Most widespread technology |  |  | Most widespread technology |  | Most widespread technology | [6 empty] | Most widespread fuel |  |  | 80.3048 | 51.7806 | 15.9857 | 136.5744 | 15.1044 | 25.3358 | 8.29 | 1.1579 | 13.8911 | 0.33777
Residential sector | Single family- Terraced houses | Single family- Terraced houses | 1970 - 1979 | 92.57 | 66.728 | 16.3856 | 2.9681 | 1.4 | 2.3388 | 0.35913 | 0.27009 | 2.37 | 0.41256 | 0.18549 | 1.33 | 5.15 | 2.92 | 0.85 | 50% | 50% |  |  | 100% | [8 empty] | 100% | 100% |  |  |  |  | 100% |  |  | 100% |  |  |  |  | 100% |  |  | 100% | [5 empty] | Most widespread technology |  | Most widespread technology | [7 empty] | Most widespread fuel |  |  | Most widespread technology |  |  | Most widespread technology |  | Most widespread technology | [6 empty] | Most widespread fuel |  |  | 76.432 | 50.2725 | 15.9857 | 129.9879 | 14.6645 | 25.3358 | 6.58 | 0.82374 | 11.0192 | 0.24029
Residential sector | Single family- Terraced houses | Single family- Terraced houses | 1980 - 1989 | 121.54 | 87.598 | 25.1925 | 3.0008 | 1.07 | 2.3646 | 0.3631 | 0.27307 | 2.31 | 0.41711 | 0.27368 | 0.66 | 3.09 | 1.27 | 1.08 | 50% | 50% |  |  | 100% | [8 empty] | 100% | 100% | [6 empty] | 100% |  |  | 100% | 100% |  | 100% |  |  | 100% | [5 empty] | Most widespread technology |  | Most widespread technology | [7 empty] | Most widespread fuel |  |  | Most widespread technology |  |  | Most widespread technology |  | Most widespread technology | [6 empty] | Most widespread fuel |  |  | 46.9205 | 52.7861 | 15.9857 | 79.7977 | 15.3977 | 25.3358 | 6.053 | 1.3298 | 10.0694 | 0.38791
Residential sector | Single family- Terraced houses | Single family- Terraced houses | 1990 - 1999 | 118.33 | 85.2855 | 24.2166 | 2.9589 | 1.05 | 2.3316 | 0.35802 | 0.26926 | 2.3 | 0.41128 | 0.24759 | 0.57 | 3.05 | 0.86 | 0.98 | 50% | 50% |  |  | 100% | [8 empty] | 100% | 100% | [6 empty] | 100% |  |  | 100% | 100% |  | 100% |  |  | 100% | [5 empty] | Most widespread technology |  | Most widespread technology | [7 empty] | Most widespread fuel |  |  | Most widespread technology |  |  | Most widespread technology |  | Most widespread technology | [6 empty] | Most widespread fuel |  |  | 47.2929 | 45.7479 | 15.9857 | 80.431 | 13.3447 | 25.3358 | 5.925 | 1.1079 | 9.8576 | 0.32316
Residential sector | Single family- Terraced houses | Single family- Terraced houses | 2000 - 2010 | 114.84 | 82.7713 | 23.1557 | 3.5037 | 1.4 | 2.7609 | 0.42394 | 0.31883 | 2.99 | 0.48701 | 0.026645 | 0.525 | 3.03 | 0.655 | 0.93 | 50% | 50% |  |  | 100% | [8 empty] | 100% | 100% | [6 empty] | 100% |  |  | 100% | 100% |  | 100% |  |  | 100% | [5 empty] | Most widespread technology |  | Most widespread technology | [7 empty] | Most widespread fuel |  |  | Most widespread technology |  |  | Most widespread technology |  | Most widespread technology | [6 empty] | Most widespread fuel |  |  | 43.4294 | 50.2725 | 15.9857 | 73.8604 | 14.6645 | 25.3358 | 5.4305 | 1.1641 | 9.0231 | 0.33957
Residential sector | Single family- Terraced houses | Single family- Terraced houses | Post 2010 | 63.83 | 46.0237 | 7.6486 | 1.5705 | 0.32 | 1.2375 | 0.19003 | 0.14291 | 0.05 | 0.2183 | 1.3022 | 0.48 | 3.01 | 0.45 | 0.88 | 50% | 50% |  |  | 100% | [7 empty] | 100% |  |  | 100% | [5 empty] | 100% |  |  | 100% | 100% |  |  | 100% |  | 100% | [5 empty] | Most widespread technology |  | Most widespread technology | [7 empty] | Most widespread fuel |  |  | Most widespread technology |  |  | Most widespread technology |  | Widespread technology |  |  | Widespread technology |  |  |  | Most widespread fuel |  |  | 31.662 | 50.2725 | 15.9857 | 53.8476 | 14.6645 | 25.3358 | 2.4776 | 0.38452 | 4.8955 | 0.11216
Residential sector | Multifamily houses | Multifamily houses |  |  |  |  | 5.8872 | 2.01 | 4.6391 | 0.71236 | 0.53574 | 7.4647
Residential sector | Multifamily houses | Multifamily houses | Before 1945 | 35.2328 | 25.4223 | 9.503 | 0.83008 | 0.3 | 0.6541 | 0.10044 | 0.075538 | 0.58899 | 0.11538 | 0.12571 | 2.75 | 5.4667 | 2.6325 | 1.19 | 50% |  |  | 50% | 100% | [6 empty] | 50% |  | 50% | 100% |  |  |  |  | 50% | 50% |  | 66.66% |  | 33.33% |  |  | 50% | 50% |  | 100% | [5 empty] | Most widespread technology |  | Most widespread technology | [7 empty] | Most widespread fuel |  |  | Most widespread technology |  |  | Most widespread technology |  | Most widespread technology | [6 empty] | Most widespread fuel |  |  | 59.2651 | 50.2725 | 18.9681 | 100.7921 | 14.6645 | 30.0626 | 2.175 | 0.47774 | 3.6216 | 0.13936
Residential sector | Multifamily houses | Multifamily houses | 1945 - 1969 | 10.5828 | 7.6644 | 2.0094 | 0.31912 | 0.1 | 0.25147 | 0.038614 | 0.02904 | 0.22644 | 0.044358 | 0.048328 | 2.94 | 5.7 | 1.67 | 1.26 | 50% | 50% |  |  | 100% | [8 empty] | 100% | 100% | [5 empty] | 100% |  |  |  | 100% |  |  |  | 100% |  | 100% | [5 empty] | Most widespread technology |  | Most widespread technology | [7 empty] | Most widespread fuel |  |  | Most widespread technology |  |  | Most widespread technology |  | Most widespread technology | [6 empty] | Most widespread fuel |  |  | 55.8112 | 47.2561 | 18.9681 | 94.9181 | 13.7846 | 30.0626 | 0.6285 | 0.094958 | 1.0456 | 0.027699
Residential sector | Multifamily houses | Multifamily houses | 1970 - 1979 | 13.6428 | 9.8689 | 2.9397 | 0.43743 | 0.2 | 0.34469 | 0.052929 | 0.039806 | 0.31038 | 0.060802 | 0.066243 | 1.64 | 5.7 | 1.61 | 0.71 | 50% | 50% |  |  | 100% | [8 empty] | 100% | 100% | [5 empty] | 100% |  |  |  | 100% |  |  |  | 100% |  | 100% | [5 empty] | Most widespread technology |  | Most widespread technology | [7 empty] | Most widespread fuel |  |  | Most widespread technology |  |  | Most widespread technology |  | Most widespread technology | [6 empty] | Most widespread fuel |  |  | 51.2029 | 51.2779 | 18.9681 | 87.0808 | 14.9578 | 30.0626 | 0.76409 | 0.15074 | 1.2695 | 0.043971
Residential sector | Multifamily houses | Multifamily houses | 1980 - 1989 | 34.1728 | 24.6587 | 9.1808 | 0.84372 | 0.29 | 0.66485 | 0.10209 | 0.076778 | 0.59867 | 0.11728 | 0.12777 | 0.6 | 4.535 | 0.56 | 1.39 | 50% | 50% |  |  | 100% | [8 empty] | 100% | 100% | [6 empty] | 100% |  |  | 100% | 100% |  |  | 100% |  | 100% | [5 empty] | Most widespread technology |  | Most widespread technology | [7 empty] | Most widespread fuel |  |  | Most widespread technology |  |  | Most widespread technology |  | Most widespread technology | [6 empty] | Most widespread fuel |  |  | 38.0764 | 50.0211 | 18.9681 | 64.7565 | 14.5912 | 30.0626 | 1.5871 | 0.45923 | 2.6241 | 0.13396
Residential sector | Multifamily houses | Multifamily houses | 1990 - 1999 | 33.4728 | 24.1544 | 8.968 | 0.837 | 0.4 | 0.65955 | 0.10128 | 0.076167 | 0.5939 | 0.11634 | 0.12675 | 0.56 | 3.955 | 0.51 | 0.975 | 50% | 50% |  |  | 100% | [8 empty] | 100% | 100% | [6 empty] | 100% |  |  | 100% | 100% |  |  | 100% |  | 100% | [5 empty] | Most widespread technology |  | Most widespread technology | [7 empty] | Most widespread fuel |  |  | Most widespread technology |  |  | Most widespread technology |  | Most widespread technology | [6 empty] | Most widespread fuel |  |  | 36.4006 | 48.7643 | 18.9681 | 61.9066 | 14.2245 | 30.0626 | 1.5142 | 0.43732 | 2.5016 | 0.12757
Residential sector | Multifamily houses | Multifamily houses | 2000 - 2010 | 54.4428 | 39.2612 | 11.1446 | 1.661 | 0.5 | 1.3089 | 0.20098 | 0.15115 | 1.1786 | 0.23088 | 0.25154 | 0.54 | 3.6625 | 0.48 | 0.7675 | 50% | 50% |  |  | 100% | [8 empty] | 100% | 100% | [6 empty] | 100% |  |  | 100% | 100% |  |  | 100% |  | 100% | [5 empty] | Most widespread technology |  | Most widespread technology | [7 empty] | Most widespread fuel |  |  | Most widespread technology |  |  | Most widespread technology |  | Most widespread technology | [6 empty] | Most widespread fuel |  |  | 29.1764 | 42.2289 | 18.9681 | 49.6202 | 12.3182 | 30.0626 | 2.1782 | 0.47063 | 3.5848 | 0.13728
Residential sector | Multifamily houses | Multifamily houses | Post 2010 | 38.9728 | 28.1166 | 7.3386 | 0.95889 | 0.22 | 0.75561 | 0.11603 | 0.087259 | 0.68039 | 0.13329 | 0.14521 | 0.52 | 3.37 | 0.45 | 0.56 | 50% | 50% |  |  | 100% | [7 empty] | 100% |  |  | 100% | [5 empty] | 100% |  |  | 100% | 100% |  |  | 100% |  | 100% | 100% |  |  |  |  | Most widespread technology |  | Most widespread technology | [7 empty] | Most widespread fuel |  |  | Most widespread technology |  |  | Most widespread technology |  | Widespread technology |  |  | Widespread technology |  |  |  | Most widespread fuel |  |  | 24.1212 | 34.688 | 18.9681 | 41.023 | 10.1185 | 30.0626 | 1.4174 | 0.25456 | 2.3251 | 0.074255
Residential sector | Appartment blocks | Appartment blocks |  | 769.22 |  |  | 8.2798 | 1.68 | 6.3506 | 0.48851 | 1.4407 | 5.8753
Residential sector | Appartment blocks | Appartment blocks | Before 1945 | 96.91 | 69.8546 | 17.705 | 1.0431 | 0.14 | 0.80008 | 0.061545 | 0.1815 | 0.7402 | 0.14499 | 0.15794 | 2.4633 | 5.0967 | 2.8733 | 1.0733 | 50% |  |  | 50% | 100% | [6 empty] | 50% |  | 50% | 100% |  |  |  |  | 33.33% | 33.33% | 33.33% | 66.66% |  | 33.33% |  |  | 50% | 50% |  | 100% | [5 empty] | Most widespread technology |  | Most widespread technology | [7 empty] | Most widespread fuel |  |  | Most widespread technology |  |  | Most widespread technology |  | Most widespread technology | [6 empty] | Most widespread fuel |  |  | 59.2651 | 50.2725 | 18.9681 | 100.7921 | 14.6645 | 30.0626 | 5.9781 | 0.89007 | 9.9542 | 0.25963
Residential sector | Appartment blocks | Appartment blocks | 1945 - 1969 | 121.56 | 87.6124 | 25.1986 | 1.3085 | 0.3 | 1.0036 | 0.077199 | 0.22767 | 0.92847 | 0.18188 | 0.19811 | 2.27 | 4.59 | 1.37 | 0.91 | 50% | 50% |  |  | 100% | [8 empty] | 100% | 100% | [5 empty] | 50% | 50% |  |  | 100% |  |  |  | 100% |  | 100% | [5 empty] | Most widespread technology |  | Most widespread technology | [7 empty] | Most widespread fuel |  |  | Most widespread technology |  |  | Most widespread technology |  | Most widespread technology | [6 empty] | Most widespread fuel |  |  | 55.8112 | 47.2561 | 18.9681 | 94.9181 | 13.7846 | 30.0626 | 7.1955 | 1.1908 | 11.9704 | 0.34735
Residential sector | Appartment blocks | Appartment blocks | 1970 - 1979 | 118.5 | 85.408 | 24.2683 | 1.2755 | 0.24 | 0.97832 | 0.075256 | 0.22194 | 0.9051 | 0.1773 | 0.19312 | 1.33 | 5.7 | 1.92 | 1.13 | 50% | 50% |  |  | 100% | [8 empty] | 100% | 100% | [6 empty] | 100% |  |  | 100% |  |  |  | 100% |  | 100% | [5 empty] | Most widespread technology |  | Most widespread technology | [7 empty] | Most widespread fuel |  |  | Most widespread technology |  |  | Most widespread technology |  | Most widespread technology | [6 empty] | Most widespread fuel |  |  | 51.2029 | 51.2779 | 18.9681 | 87.0808 | 14.9578 | 30.0626 | 6.6209 | 1.2444 | 10.9998 | 0.363
Residential sector | Appartment blocks | Appartment blocks | 1980 - 1989 | 97.97 | 70.6182 | 18.0272 | 1.0545 | 0.25 | 0.80883 | 0.062218 | 0.18349 | 0.74829 | 0.14658 | 0.15967 | 0.6 | 4.53 | 0.61 | 1.31 | 50% | 50% |  |  | 100% | [8 empty] | 100% | 100% | [6 empty] | 100% |  |  | 100% |  |  |  | 100% |  | 100% | [5 empty] | Most widespread technology |  | Most widespread technology | [7 empty] | Most widespread fuel |  |  | Most widespread technology |  |  | Most widespread technology |  | Most widespread technology | [6 empty] | Most widespread fuel |  |  | 38.0764 | 50.0211 | 18.9681 | 64.7565 | 14.5912 | 30.0626 | 4.5472 | 0.90174 | 7.5182 | 0.26304
Residential sector | Appartment blocks | Appartment blocks | 1990 - 1999 | 98.67 | 71.1225 | 18.24 | 1.0621 | 0.25 | 0.81461 | 0.062662 | 0.1848 | 0.75364 | 0.14763 | 0.16081 | 0.54 | 3.95 | 0.54 | 1.01 | 50% | 50% |  |  | 100% | [8 empty] | 100% | 100% | [6 empty] | 100% |  |  | 100% |  |  |  | 100% |  | 100% | [5 empty] | Most widespread technology |  | Most widespread technology | [7 empty] | Most widespread fuel |  |  | Most widespread technology |  |  | Most widespread technology |  | Most widespread technology | [6 empty] | Most widespread fuel |  |  | 36.4006 | 48.7643 | 18.9681 | 61.9066 | 14.2245 | 30.0626 | 4.4605 | 0.88946 | 7.3692 | 0.25946
Residential sector | Appartment blocks | Appartment blocks | 2000 - 2010 | 171.51 | 123.5964 | 40.3834 | 1.8461 | 0.4 | 1.416 | 0.10892 | 0.32122 | 1.31 | 0.25661 | 0.27952 | 0.51 | 3.66 | 0.51 | 0.86 | 50% | 50% |  |  | 100% | [8 empty] | 100% | 100% | [6 empty] | 100% |  |  | 100% |  |  |  | 100% |  | 100% | [5 empty] | Most widespread technology |  | Most widespread technology | [7 empty] | Most widespread fuel |  |  | Most widespread technology |  |  | Most widespread technology |  | Most widespread technology | [6 empty] | Most widespread fuel |  |  | 29.1764 | 42.2289 | 18.9681 | 49.6202 | 12.3182 | 30.0626 | 6.8593 | 1.7053 | 11.2889 | 0.49745
Residential sector | Appartment blocks | Appartment blocks | Post 2010 | 64.1 | 46.2182 | 7.7307 | 0.68997 | 0.1 | 0.5292 | 0.040708 | 0.12005 | 0.48959 | 0.095905 | 0.10447 | 0.48 | 3.37 | 0.48 | 0.71 | 50% | 50% |  |  | 100% | [7 empty] | 100% |  |  | 100% | [5 empty] | 100% |  |  | 100% |  |  |  | 100% |  | 100% | 100% |  |  |  |  | Most widespread technology |  | Most widespread technology | [7 empty] | Most widespread fuel |  |  | Most widespread technology |  |  | Most widespread technology |  | Widespread technology |  |  | Widespread technology |  |  |  | Most widespread fuel |  |  | 24.1212 | 34.688 | 18.9681 | 41.023 | 10.1185 | 30.0626 | 2.3307 | 0.26816 | 3.823 | 0.078223
Service sector | Total | Total |  |  |  |  | 2.9754 | 1.967 | 1.6557 | 1.3167 | 0
Service sector | Total | Total | Before 1945 | 83.227 | 83.227 | 81.0789 | 0.53361 | 0.40531 | 0.28648 | 0.24582 | 0 | 0.45611 | 0.077505 | 0 | 2.5 | 5.8 | 1.4 | 2.5 | [64 empty] | 102.3112 | 110.4977 | 3.9334 | 232.2465 | 57.4588 | 11.8003 | 8.8424 | 8.959 | 19.4113 | 4.6587 | 83.227 | 12.18% | 19.47% | 20.17% | 5.67% | 12.98% | 29.53% | 100% |  | 2.41% | 4.015% | 5.147% | 4.221% | 7.045% | 9.598%
Service sector | Total | Total | 1945 - 1969 | 50.2114 | 50.2114 | 52.8969 | 0.4097 | 0.23322 | 0.23943 | 0.16987 | 0 | 0.35564 | 0.054056 | 6.245e-17 | 2.2 | 5.95 | 1.2 | 1.65 | [64 empty] | 97.7928 | 114.0647 | 3.456 | 221.9897 | 59.3137 | 10.368 | 5.0838 | 6.0337 | 11.667 | 3.1375 | 50.2114 | 27.79% | 16.19% | 10.22% | 3.485% | 16.86% | 25.46% | 100% |  | 3.318% | 3.761% | 2.495% | 2.525% | 7.051% | 7.479%
Service sector | Total | Total | 1970 - 1979 | 14.9838 | 14.9838 | 21.147 | 0.12135 | 0.065631 | 0.071729 | 0.049549 | 0 | 0.10556 | 0.015783 | 0 | 2 | 6.1 | 1.1 | 1.225 | [64 empty] | 94.1565 | 114.3724 | 4.3931 | 213.7353 | 59.4737 | 13.1794 | 1.4766 | 2.4186 | 3.4 | 1.2577 | 14.9838 | 29.4% | 13.85% | 5.84% | 9.908% | 14.76% | 26.25% | 100% |  | 2.22% | 1.653% | 2.039% | 4.097% | 3.517% | 3.819%
Service sector | Total | Total | 1980 - 1989 | 55.1077 | 55.1077 | 57.0104 | 0.50843 | 0.35526 | 0.27568 | 0.23242 | 0 | 0.43702 | 0.071413 | 0 | 1.8 | 3.3 | 1 | 0.8 | [64 empty] | 81.2144 | 119.9166 | 3.2493 | 184.3566 | 62.3566 | 9.748 | 4.6546 | 6.8365 | 10.6967 | 3.555 | 55.1077 | 21.96% | 30.38% | 7.636% | 2.979% | 14.93% | 22.11% | 100% |  | 4.708% | 6.944% | 3.321% | 2.768% | 8.404% | 8.307%
Service sector | Total | Total | 1990 - 1999 | 59.6991 | 59.6991 | 60.9981 | 0.55071 | 0.38782 | 0.29772 | 0.25263 | 0 | 0.47315 | 0.077556 | 0 | 1.7 | 3.05 | 0.9 | 0.73 | [64 empty] | 74.2051 | 119.349 | 3.2752 | 168.4455 | 62.0615 | 9.8256 | 4.6255 | 7.2801 | 10.6426 | 3.7856 | 59.6991 | 21.56% | 30.78% | 7.675% | 3.146% | 14.9% | 21.94% | 100% |  | 5.04% | 7.742% | 3.779% | 2.953% | 8.757% | 8.794%
Service sector | Total | Total | 2000 - 2010 | 71.3696 | 71.3696 | 70.9629 | 0.68904 | 0.45762 | 0.38156 | 0.30694 | 0 | 0.59396 | 0.095077 | 0 | 0.9 | 2.8 | 0.6 | 0.695 | [64 empty] | 68.0433 | 117.2278 | 3.1395 | 154.4583 | 60.9585 | 9.4184 | 5.0803 | 8.3188 | 11.6958 | 4.3258 | 71.3696 | 25.62% | 30.54% | 9.588% | 2.686% | 12.69% | 18.87% | 100% |  | 7.702% | 8.081% | 5.621% | 3.088% | 8.803% | 8.859%
Service sector | Total | Total | Post 2010 | 14.856 | 14.856 | 19.3673 | 0.16261 | 0.062136 | 0.10313 | 0.059471 | 0 | 0.1433 | 0.019301 | 0 | 0.97 | 4.48 | 0.54 | 0.66 | [64 empty] | 65.0194 | 89.8372 | 3.1791 | 147.594 | 46.7154 | 9.5374 | 1.0132 | 1.7399 | 2.3343 | 1.0247 | 14.856 | 53.47% | 12.38% | 0.6618% | 4.434% | 9.332% | 19.72% | 100% |  | 5.733% | 1.333% | 2.753% | 2.99% | 3.411% | 3.921%
Service sector | Offices | Offices |  |  |  |  | 1.2078 | 0.2 | 0.84546 | 0.36234 | 0
Service sector | Offices | Offices | Before 1945 | 10.1368 | 10.1368 | 10.3175 | 0.15362 | 0.025438 | 0.10754 | 0.046087 | 0 | 0.13772 | 0.0159 | 0 | 2.5 | 5.8 | 1.4 | 2.5 | [64 empty] | 93.0765 | 110.4977 | 1.9596 | 211.2837 | 57.4588 | 5.8788 | 0.96337 | 1.1101 | 2.2013 | 0.59283
Service sector | Offices | Offices | 1945 - 1969 | 13.9514 | 13.9514 | 13.5831 | 0.21143 | 0.035011 | 0.148 | 0.063429 | 0 | 0.18955 | 0.021883 | 0 | 2.2 | 5.95 | 1.2 | 1.65 | [64 empty] | 106.6883 | 102.7629 | 1.9596 | 242.1824 | 53.4367 | 5.8788 | 1.5158 | 1.3958 | 3.4608 | 0.72584
Service sector | Offices | Offices | 1970 - 1979 | 4.4047 | 4.4047 | 5.4316 | 0.066752 | 0.011054 | 0.046726 | 0.020026 | 0 | 0.059843 | 0.0069088 | 0 | 2 | 6.1 | 1.1 | 1.225 | [64 empty] | 115.7799 | 103.7905 | 1.9596 | 262.8205 | 53.9711 | 5.8788 | 0.5186 | 0.56374 | 1.1835 | 0.29315
Service sector | Offices | Offices | 1980 - 1989 | 12.103 | 12.103 | 11.9377 | 0.18342 | 0.030372 | 0.12839 | 0.055026 | 0 | 0.16444 | 0.018984 | 0 | 1.8 | 3.3 | 1 | 0.8 | [64 empty] | 124.8716 | 95.4873 | 1.9596 | 283.4585 | 49.6534 | 5.8788 | 1.535 | 1.1399 | 3.5019 | 0.59275
Service sector | Offices | Offices | 1990 - 1999 | 12.8699 | 12.8699 | 12.6597 | 0.19504 | 0.032297 | 0.13653 | 0.058512 | 0 | 0.17485 | 0.020187 | 0 | 1.7 | 3.05 | 0.9 | 0.73 | [64 empty] | 102.4425 | 87.184 | 1.9596 | 232.5444 | 45.3357 | 5.8788 | 1.3436 | 1.1037 | 3.0685 | 0.57393
Service sector | Offices | Offices | 2000 - 2010 | 18.2873 | 18.2873 | 17.2853 | 0.27714 | 0.045892 | 0.194 | 0.083142 | 0 | 0.24846 | 0.028684 | 0 | 0.9 | 2.8 | 0.6 | 0.695 | [64 empty] | 80.0134 | 79.3375 | 1.9596 | 181.6303 | 41.2555 | 5.8788 | 1.4991 | 1.3714 | 3.429 | 0.71311
Service sector | Offices | Offices | Post 2010 | 7.9442 | 7.9442 | 8.4538 | 0.12039 | 0.019936 | 0.084274 | 0.036118 | 0 | 0.10793 | 0.012461 | 0 | 0.97 | 4.48 | 0.54 | 0.66 | [64 empty] | 74.2989 | 78.4726 | 1.9596 | 168.6586 | 40.8058 | 5.8788 | 0.60581 | 0.66339 | 1.3866 | 0.46496
Service sector | Trade | Trade |  |  |  |  | 1.2906 | 1.29 | 0.57433 | 0.7163 | 0
Service sector | Trade | Trade | Before 1945 | 16.2029 | 16.2029 | 15.5056 | 0.24555 | 0.24543 | 0.10927 | 0.13628 | 0 | 0.20626 | 0.039288 | 0 | 2.5 | 5.8 | 1.4 | 2.5 | [64 empty] | 111.2027 | 110.4977 | 2.0322 | 252.4301 | 57.4588 | 6.0965 | 1.8347 | 1.7133 | 3.2889 | 0.89093
Service sector | Trade | Trade | 1945 - 1969 | 8.131 | 8.131 | 8.6133 | 0.12322 | 0.12316 | 0.054834 | 0.068389 | 0 | 0.10351 | 0.019716 | 0 | 2.2 | 5.95 | 1.2 | 1.65 | [64 empty] | 102.4882 | 138.1222 | 2.0322 | 232.6482 | 71.8235 | 6.0965 | 0.84985 | 1.1897 | 1.9412 | 0.61864
Service sector | Trade | Trade | 1970 - 1979 | 2.0745 | 2.0745 | 3.4419 | 0.031439 | 0.031423 | 0.01399 | 0.017449 | 0 | 0.026409 | 0.0050302 | 0 | 2 | 6.1 | 1.1 | 1.225 | [64 empty] | 93.7737 | 139.5034 | 2.0322 | 212.8663 | 72.5418 | 6.0965 | 0.19875 | 0.48016 | 0.45424 | 0.24969
Service sector | Trade | Trade | 1980 - 1989 | 16.7437 | 16.7437 | 15.9673 | 0.25375 | 0.25362 | 0.11292 | 0.14083 | 0 | 0.21315 | 0.0406 | 0 | 1.8 | 3.3 | 1 | 0.8 | [64 empty] | 76.3447 | 150.6636 | 2.0322 | 173.3025 | 78.3451 | 6.0965 | 1.3123 | 2.4057 | 3.0038 | 1.251
Service sector | Trade | Trade | 1990 - 1999 | 18.3758 | 18.3758 | 17.3609 | 0.27848 | 0.27834 | 0.12392 | 0.15456 | 0 | 0.23392 | 0.044557 | 0 | 1.7 | 3.05 | 0.9 | 0.73 | [64 empty] | 70.5103 | 161.8239 | 2.0322 | 160.0583 | 84.1484 | 6.0965 | 1.333 | 2.8094 | 3.0532 | 1.4609
Service sector | Trade | Trade | 2000 - 2010 | 21.7973 | 21.7973 | 20.2823 | 0.33033 | 0.33017 | 0.147 | 0.18333 | 0 | 0.27748 | 0.052853 | 0 | 0.9 | 2.8 | 0.6 | 0.695 | [64 empty] | 64.6758 | 163.4422 | 2.0322 | 146.8142 | 84.9899 | 6.0965 | 1.4541 | 3.315 | 3.333 | 1.7238
Service sector | Trade | Trade | Post 2010 | 1.8386 | 1.8386 | 3.2405 | 0.027863 | 0.027849 | 0.012399 | 0.015464 | 0 | 0.023405 | 0.0044581 | 0 | 0.97 | 4.48 | 0.54 | 0.66 | [64 empty] | 64.8816 | 110.4977 | 2.0322 | 147.2812 | 57.4588 | 6.0965 | 0.12302 | 0.35806 | 0.28199 | 0.18619
Service sector | Education | Education |  |  |  |  | 0.047 | 0.047 | 0.043992 | 0 | 0
Service sector | Education | Education | Before 1945 | 16.783 | 16.783 | 16.0009 | 0.020477 | 0.020477 | 0.019166 | 0 | 0 | 0.017078 | 0.0033992 | 0 | 2.5 | 5.8 | 1.4 | 2.5 | [64 empty] | 98.7452 | 110.4977 | 3.7015 | 224.1517 | 57.4588 | 11.1044 | 1.7194 | 1.7681 | 3.9483 | 0.91939
Service sector | Education | Education | 1945 - 1969 | 5.1322 | 5.1322 | 6.0528 | 0.0062619 | 0.0062619 | 0.0058611 | 0 | 0 | 0.0052224 | 0.0010395 | 0 | 2.2 | 5.95 | 1.2 | 1.65 | [64 empty] | 92.0879 | 120.4425 | 3.7015 | 209.0396 | 62.6301 | 11.1044 | 0.49161 | 0.72901 | 1.1298 | 0.37909
Service sector | Education | Education | 1970 - 1979 | 0.87504 | 0.87504 | 2.4178 | 0.0010676 | 0.0010676 | 0.00099931 | 0 | 0 | 0.00089041 | 0.00017723 | 0 | 2 | 6.1 | 1.1 | 1.225 | [64 empty] | 85.4306 | 121.6469 | 3.7015 | 193.9275 | 63.2564 | 11.1044 | 0.077994 | 0.29411 | 0.17941 | 0.15294
Service sector | Education | Education | 1980 - 1989 | 4.208 | 4.208 | 5.2637 | 0.0051343 | 0.0051343 | 0.0048057 | 0 | 0 | 0.004282 | 0.00085229 | 0 | 1.8 | 3.3 | 1 | 0.8 | [64 empty] | 72.116 | 105.2246 | 3.7015 | 163.7034 | 54.7168 | 11.1044 | 0.31904 | 0.55387 | 0.7356 | 0.28801
Service sector | Education | Education | 1990 - 1999 | 4.5817 | 4.5817 | 5.5827 | 0.0055901 | 0.0055901 | 0.0052323 | 0 | 0 | 0.0046621 | 0.00092796 | 0 | 1.7 | 3.05 | 0.9 | 0.73 | [64 empty] | 67.6588 | 88.8023 | 3.7015 | 153.5854 | 46.1772 | 11.1044 | 0.32695 | 0.49575 | 0.75455 | 0.25779
Service sector | Education | Education | 2000 - 2010 | 6.843 | 6.843 | 7.5135 | 0.0083492 | 0.0083492 | 0.0078148 | 0 | 0 | 0.0069632 | 0.001386 | 0 | 0.9 | 2.8 | 0.6 | 0.695 | [64 empty] | 63.2015 | 101.2346 | 3.7015 | 125.53 | 52.642 | 11.1044 | 0.45782 | 0.76063 | 0.93499 | 0.39553
Service sector | Education | Education | Post 2010 | 0.098319 | 0.098319 | 1.7546 | 0.00011996 | 0.00011996 | 0.00011228 | 0 | 0 | 0.00010005 | 1.9913e-05 | 0 | 0.97 | 4.48 | 0.54 | 0.66 | [64 empty] | 55.0756 | 91.7996 | 3.7015 | 125.0216 | 47.7358 | 11.1044 | 0.0057789 | 0.16107 | 0.013384 | 0.083755
Service sector | Health | Health |  |  |  |  | 0.037 | 0.037 | 0.019395 | 0.017605 | 0
Service sector | Health | Health | Before 1945 | 4.7193 | 4.7193 | 5.7002 | 0.012428 | 0.012428 | 0.0065149 | 0.0059134 | 0 | 0.010365 | 0.0020631 | 0 | 2.5 | 5.8 | 1.4 | 2.5 | [64 empty] | 98.7452 | 110.4977 | 18.5073 | 224.1517 | 57.4588 | 55.5218 | 0.55335 | 0.62986 | 1.3199 | 0.32753
Service sector | Health | Health | 1945 - 1969 | 1.7501 | 1.7501 | 3.1649 | 0.0046088 | 0.0046088 | 0.0024159 | 0.0021929 | 0 | 0.0038438 | 0.00076506 | 0 | 2.2 | 5.95 | 1.2 | 1.65 | [64 empty] | 92.0879 | 102.7629 | 18.5073 | 209.0396 | 53.4367 | 55.5218 | 0.19355 | 0.32524 | 0.463 | 0.16912
Service sector | Health | Health | 1970 - 1979 | 1.4846 | 1.4846 | 1.2676 | 0.0039097 | 0.0039097 | 0.0020495 | 0.0018602 | 0 | 0.0032607 | 0.00064901 | 0 | 2 | 6.1 | 1.1 | 1.225 | [64 empty] | 85.4306 | 103.7905 | 18.5073 | 193.9275 | 53.9711 | 55.5218 | 0.15431 | 0.13157 | 0.37034 | 0.068416
Service sector | Health | Health | 1980 - 1989 | 1.6419 | 1.6419 | 3.0726 | 0.004324 | 0.004324 | 0.0022666 | 0.0020574 | 0 | 0.0036062 | 0.00071778 | 0 | 1.8 | 3.3 | 1 | 0.8 | [64 empty] | 72.116 | 91.8546 | 18.5073 | 163.7034 | 47.7644 | 55.5218 | 0.1488 | 0.28223 | 0.35995 | 0.14676
Service sector | Health | Health | 1990 - 1999 | 1.8779 | 1.8779 | 3.274 | 0.0049454 | 0.0049454 | 0.0025924 | 0.002353 | 0 | 0.0041245 | 0.00082094 | 0 | 1.7 | 3.05 | 0.9 | 0.73 | [64 empty] | 67.6588 | 79.9187 | 18.5073 | 153.5854 | 41.5577 | 55.5218 | 0.16181 | 0.26166 | 0.39268 | 0.13606
Service sector | Health | Health | 2000 - 2010 | 1.9172 | 1.9172 | 3.3076 | 0.005049 | 0.005049 | 0.0026467 | 0.0024023 | 0 | 0.0042109 | 0.00083813 | 0 | 0.9 | 2.8 | 0.6 | 0.695 | [64 empty] | 63.2015 | 90.3081 | 18.5073 | 143.4675 | 46.9602 | 55.5218 | 0.15665 | 0.29871 | 0.38151 | 0.15533
Service sector | Health | Health | Post 2010 | 0.65874 | 0.65874 | 0.56247 | 0.0017348 | 0.0017348 | 0.00090937 | 0.00082541 | 0 | 0.0014468 | 0.00028797 | 0 | 0.97 | 4.48 | 0.54 | 0.66 | [64 empty] | 55.0756 | 83.3249 | 18.5073 | 125.0216 | 43.3289 | 55.5218 | 0.048472 | 0.046867 | 0.11893 | 0.024371
Service sector | Hotels and Restaurants | Hotels and Restaurants |  |  |  |  | 0.196 | 0.196 | 0.093747 | 0.10225 | 0
Service sector | Hotels and Restaurants | Hotels and Restaurants | Before 1945 | 10.8052 | 10.8052 | 10.8967 | 0.043176 | 0.043176 | 0.020651 | 0.022525 | 0 | 0.036009 | 0.0071672 | 0 | 2.5 | 5.8 | 1.4 | 2.5 | [64 empty] | 95.4309 | 110.4977 | 4.645 | 216.6281 | 57.4588 | 13.9349 | 1.0813 | 1.2041 | 2.4913 | 0.62611
Service sector | Hotels and Restaurants | Hotels and Restaurants | 1945 - 1969 | 8.4652 | 8.4652 | 8.8987 | 0.033826 | 0.033826 | 0.016179 | 0.017647 | 0 | 0.028211 | 0.0056151 | 0 | 2.2 | 5.95 | 1.2 | 1.65 | [64 empty] | 87.4307 | 107.1828 | 4.645 | 198.4676 | 55.7351 | 13.9349 | 0.77944 | 0.95379 | 1.798 | 0.49597
Service sector | Hotels and Restaurants | Hotels and Restaurants | 1970 - 1979 | 2.2122 | 2.2122 | 3.5595 | 0.0088394 | 0.0088394 | 0.0042279 | 0.0046115 | 0 | 0.0073721 | 0.0014673 | 0 | 2 | 6.1 | 1.1 | 1.225 | [64 empty] | 79.4305 | 108.2546 | 4.645 | 180.3072 | 56.2924 | 13.9349 | 0.18599 | 0.38533 | 0.4297 | 0.20037
Service sector | Hotels and Restaurants | Hotels and Restaurants | 1980 - 1989 | 8.2293 | 8.2293 | 8.6972 | 0.032883 | 0.032883 | 0.015728 | 0.017155 | 0 | 0.027424 | 0.0054585 | 0 | 1.8 | 3.3 | 1 | 0.8 | [64 empty] | 63.4301 | 95.8053 | 4.645 | 143.9863 | 49.8188 | 13.9349 | 0.56021 | 0.83324 | 1.2996 | 0.43328
Service sector | Hotels and Restaurants | Hotels and Restaurants | 1990 - 1999 | 8.8978 | 8.8978 | 9.2681 | 0.035554 | 0.035554 | 0.017006 | 0.018549 | 0 | 0.029652 | 0.005902 | 0 | 1.7 | 3.05 | 0.9 | 0.73 | [64 empty] | 61.4358 | 83.3561 | 4.645 | 139.4592 | 43.3451 | 13.9349 | 0.58798 | 0.77255 | 1.3649 | 0.40173
Service sector | Hotels and Restaurants | Hotels and Restaurants | 2000 - 2010 | 9.0552 | 9.0552 | 9.4024 | 0.036183 | 0.036183 | 0.017306 | 0.018877 | 0 | 0.030176 | 0.0060063 | 0 | 0.9 | 2.8 | 0.6 | 0.695 | [64 empty] | 59.4414 | 94.1923 | 4.645 | 117.715 | 48.98 | 13.9349 | 0.58031 | 0.88563 | 1.1921 | 0.46053
Service sector | Hotels and Restaurants | Hotels and Restaurants | Post 2010 | 1.3863 | 1.3863 | 1.1837 | 0.0055394 | 0.0055394 | 0.0026495 | 0.0028899 | 0 | 0.0046198 | 0.00091954 | 0 | 0.97 | 4.48 | 0.54 | 0.66 | [64 empty] | 55.4528 | 86.8512 | 4.645 | 125.8778 | 45.1626 | 13.9349 | 0.083313 | 0.10281 | 0.19382 | 0.053459
Service sector | Other non-residential buildings | Other non-residential buildings |  |  |  |  | 0.197 | 0.197 | 0.0788 | 0.1182 | 0
Service sector | Other non-residential buildings | Other non-residential buildings | Before 1945 | 24.5797 | 24.5797 | 22.6581 | 0.05836 | 0.05836 | 0.023344 | 0.035016 | 0 | 0.048672 | 0.0096878 | 0 | 2.5 | 5.8 | 1.4 | 2.5 | [64 empty] | 106.4026 | 110.4977 | 3.0483 | 241.5338 | 57.4588 | 9.1448 | 2.6903 | 2.5037 | 6.1616 | 1.3019
Service sector | Other non-residential buildings | Other non-residential buildings | 1945 - 1969 | 12.7814 | 12.7814 | 12.5841 | 0.030347 | 0.030347 | 0.012139 | 0.018208 | 0 | 0.02531 | 0.0050376 | 0 | 2.2 | 5.95 | 1.2 | 1.65 | [64 empty] | 95.0309 | 114.6414 | 3.0483 | 215.7201 | 59.6135 | 9.1448 | 1.2536 | 1.4427 | 2.8741 | 0.75018
Service sector | Other non-residential buildings | Other non-residential buildings | 1970 - 1979 | 3.9327 | 3.9327 | 5.0286 | 0.0093376 | 0.0093376 | 0.003735 | 0.0056026 | 0 | 0.0077876 | 0.00155 | 0 | 2 | 6.1 | 1.1 | 1.225 | [64 empty] | 83.6592 | 118.785 | 3.0483 | 189.9063 | 61.7682 | 9.1448 | 0.341 | 0.59732 | 0.78282 | 0.31061
Service sector | Other non-residential buildings | Other non-residential buildings | 1980 - 1989 | 12.1817 | 12.1817 | 12.072 | 0.028923 | 0.028923 | 0.011569 | 0.017354 | 0 | 0.024122 | 0.0048013 | 0 | 1.8 | 3.3 | 1 | 0.8 | [64 empty] | 60.9158 | 127.0724 | 3.0483 | 138.2788 | 66.0776 | 9.1448 | 0.77919 | 1.534 | 1.7959 | 0.79769
Service sector | Other non-residential buildings | Other non-residential buildings | 1990 - 1999 | 13.0961 | 13.0961 | 12.8527 | 0.031094 | 0.031094 | 0.012438 | 0.018657 | 0 | 0.025933 | 0.0051616 | 0 | 1.7 | 3.05 | 0.9 | 0.73 | [64 empty] | 63.5444 | 132.1553 | 3.0483 | 144.2458 | 68.7207 | 9.1448 | 0.8721 | 1.6986 | 2.0088 | 0.88325
Service sector | Other non-residential buildings | Other non-residential buildings | 2000 - 2010 | 13.4697 | 13.4697 | 13.1718 | 0.031981 | 0.031981 | 0.012793 | 0.019189 | 0 | 0.026672 | 0.0053089 | 0 | 0.9 | 2.8 | 0.6 | 0.695 | [64 empty] | 66.173 | 121.3265 | 3.0483 | 150.2128 | 63.0898 | 9.1448 | 0.93239 | 1.5981 | 2.1465 | 0.831
Service sector | Other non-residential buildings | Other non-residential buildings | Post 2010 | 2.9299 | 2.9299 | 4.1723 | 0.0069565 | 0.0069565 | 0.0027826 | 0.0041739 | 0 | 0.0058017 | 0.0011548 | 0 | 0.97 | 4.48 | 0.54 | 0.66 | [64 empty] | 47.0411 | 110.4977 | 3.0483 | 106.7834 | 57.4588 | 9.1448 | 0.14676 | 0.46103 | 0.33966 | 0.23974
0.197
10.02%
Estimated
Following information have been retrieved by experts questioning and relate to Southern Europe (Spain, Italy, Greece, Cyprus, Malta and Portugal)
OFFICES
Construction materials:
Walls: in the majority of the cases BRICKS were used and INSULATION is present only in few cases.
Windows: about 50% of the frames are made of SYNTHETIC/PVC material and the other 50% of ALUMINIUM. LOW-EMITTANCE GLASS is present only in few cases.
Roofs: in the majority of the cases CONCRETE ans BRICKS were used and INSULATION is most times not present.
Floors: in the majority of the cases CONCRETE was used and INSULATION is present only in few cases.
Construction methodologies:
Walls: the most common methodology is HONEYCOMB BRICKS/HOLLOW BLOCK WALL.
Windows: DOUBLE GLAZING is the most common.
Roofs: FLAT ROOF is the most common.
Floors: CONCRETE SLAB is the most common.
TRADE
Construction materials:
Walls: in the majority of the cases BRICKS were used and INSULATION is present only in few cases.
Windows: about 50% of the frames are made of SYNTHETIC/PVC material and the other 50% of ALUMINIUM. LOW-EMITTANCE GLASS is present only in few cases.
Roofs: in the majority of the cases CONCRETE ans BRICKS were used and INSULATION is most times not present.
Floors: in the majority of the cases CONCRETE was used and INSULATION is present only in few cases.
Construction methodologies:
Walls: the most common methodology is HONEYCOMB BRICKS/HOLLOW BLOCK WALL.
Windows: SINGLE AND DOUBLE GLAZING are the most common.
Roofs: FLAT ROOF is the most common.
Floors: CONCRETE SLAB is the most common.
EDUCATION
Construction materials:
Walls: in the majority of the cases BRICKS ans CONCRETE were used and INSULATION is present only in few cases.
Windows: about 50% of the frames are made of SYNTHETIC/PVC material and the other 50% of ALUMINIUM. LOW-EMITTANCE GLASS is present only in few cases.
Roofs: in the majority of the cases CONCRETE ans BRICKS were used and INSULATION is most times not present.
Floors: in the majority of the cases CONCRETE was used and INSULATION is present only in few cases.
Construction methodologies:
Walls: the most common methodology is HONEYCOMB BRICKS/HOLLOW BLOCK WALL.
Windows: DOUBLE GLAZING is the most common.
Roofs: FLAT ROOF is the most common.
Floors: CONCRETE SLAB is the most common.
HEALTH
Construction materials:
Walls: in the majority of the cases BRICKS were used and INSULATION is present only in few cases.
Windows: about 50% of the frames are made of SYNTHETIC/PVC material and the other 50% of ALUMINIUM. LOW-EMITTANCE GLASS is present only in few cases.
Roofs: in the majority of the cases CONCRETE ans BRICKS were used and INSULATION is most times not present.
Floors: in the majority of the cases CONCRETE was used and INSULATION is present only in few cases.
Construction methodologies:
Walls: the most common methodology is HONEYCOMB BRICKS/HOLLOW BLOCK WALL.
Windows: SINGLE AND DOUBLE GLAZING are the most common.
Roofs: FLAT ROOF is the most common.
Floors: CONCRETE SLAB is the most common.
HOTELS AND RESTAURANTS
Construction materials:
Walls: in the majority of the cases BRICKS were used and INSULATION is present only in few cases.
Windows: about 50% of the frames are made of SYNTHETIC/PVC material and the other 50% of ALUMINIUM. LOW-EMITTANCE GLASS is present only in few cases.
Roofs: in the majority of the cases CONCRETE ans BRICKS were used and INSULATION is most times not present.
Floors: in the majority of the cases CONCRETE was used and INSULATION is present only in few cases.
Construction methodologies:
Walls: the most common methodology is HONEYCOMB BRICKS/HOLLOW BLOCK WALL.
Windows: DOUBLE GLAZING are the most common.
Roofs: FLAT ROOF is the most common.
Floors: CONCRETE SLAB is the most common.
OTHER NON RESIDENTIAL BUILDINGS
Construction materials:
Walls: in the majority of the cases BRICKS were used and INSULATION is present only in few cases.
Windows: about 50% of the frames are made of SYNTHETIC/PVC material and the other 50% of ALUMINIUM. LOW-EMITTANCE GLASS is present only in few cases.
Roofs: in the majority of the cases CONCRETE ans BRICKS were used and INSULATION is most times not present.
Floors: in the majority of the cases CONCRETE was used and INSULATION is present only in few cases.
Construction methodologies:
Walls: the most common methodology is HONEYCOMB BRICKS/HOLLOW BLOCK WALL.
Windows: SINGLE AND DOUBLE GLAZING are the most common.
Roofs: FLAT ROOF is the most common.
Floors: CONCRETE SLAB is the most common.
Following information have been retrieved by experts questioning and relate to Southern Europe (Spain, Italy, Greece, Cyprus, Malta and Portugal)
OFFICES
Space heating:
The most common thechnology is the condensing boiler, individual, gas.
Space cooling:
Present in most of the cases.
DHW:
The most common thechnology is condensing boiler, individual, gas.
TRADE
Space heating:
The most common thechnologies are:
- condensing boiler, gas
- electric heating.
Space cooling:
Present in most of the cases.
DHW:
The most common thechnology is condensing boiler, individual, gas.
EDUCATION
Space heating:
The most common thechnology is the condensing boiler, central, gas.
Space cooling:
Not present in most of the cases.
DHW:
The most common thechnology is condensing boiler, central, gas.
HEALTH
Space heating:
The most common thechnology is the condensing boiler, central, gas.
Space cooling:
Present in most of the cases.
DHW:
The most common thechnology is condensing boiler, central, gas.
HOTELS AND RESTAURANTS
Space heating:
The most common thechnology is the condensing boiler, central, gas.
Space cooling:
Present in most of the cases
DHW:
The most common thechnology is condensing boiler, central, gas.
OTHER NON RESIDENTIAL BUILDINGS
Space heating:
The most common thechnology is the condensing boiler, central, gas.
Space cooling:
Not present in about 50% of the cases.
DHW:
The most common thechnology is condensing boiler, central, gas.
Note on U2: TABULA, TABULA WebTool, 2017 http://webtool.building-typology.eu/#bm
Note on AF2: TABULA, TABULA WebTool, 2017 http://webtool.building-typology.eu/#bm
Note on AN2: TABULA, TABULA WebTool, 2017 http://webtool.building-typology.eu/#bm
Note on AU2: TABULA, TABULA WebTool, 2017 http://webtool.building-typology.eu/#bm
Note on BD2: SPezzutto: TABULA, TABULA WebTool, 2017 http://webtool.building-typology.eu/#bm
Note on BR2: SPezzutto: TABULA, TABULA WebTool, 2017 http://webtool.building-typology.eu/#bm
Note on BT2: SPezzutto: TABULA, TABULA WebTool, 2017 http://webtool.building-typology.eu/#bm

## Sweden
[19 empty] | WALLS | [10 empty] | WINDOWS | [7 empty] | ROOF | [6 empty] | FLOOR | [8 empty] | SPACE HEATING | [13 empty] | SPACE COOLING |  | DHW
|  |  |  | Area |  |  |  |  | Tenure/ownership status and distribution |  |  | Occupancy |  |  | Construction features (U-values) |  |  |  | construction material |  |  |  | construction methodology | [6 empty] | construction material |  |  | construction methodology |  |  |  |  | construction material | [6 empty] | construction material |  |  |  | construction methodology |  |  |  |  | individual | central | district heating | boiler |  | combined | stove | electric heating | heat pump | fossil fuels |  |  | electricity | biomass | no space cooling | space cooling | individual | central | district heating | boiler |  | Combined | Solar collectors | heat pump | fossil fuels |  |  | electricity | biomass | Useful energy demand |  |  | Final energy consumption |  |  | Total useful energy demand |  | Total final energy consumption
Sector | Subsector | Building type | Buidling age class | Covered area: constructed [Mm²] | Covered area: heated [Mm²] | Covered area: cooled [Mm²] | Number of dwellings/units [Mil.] | Number of buildings [Mil.] | Owner occupied - dwellings/units [Mil.] | Private rented - dwellings/units [Mil.] | Social housing - dwellings/units [Mil.] | Occupied [Mil.] | Vacant [Mil.] | Secondary dwellings/ units and others [Mil.] | Walls | Windows | Roof | Floor | brick | concrete | wood | other | solid wall |  | cavity wall |  | honeycomb bricks / hollow blocks wall |  | other | wood | synthetic / pvc | aluminium | single glazing | double glazing |  | triple glazing |  | wood | concrete | concrete + bricks | tilted roof |  | flat roof |  | wood | concrete | concrete + bricks | other | concrete slab |  | wooden floor (rafters + boards) |  | other |  |  |  | non-condensing | condensing |  |  |  |  | solid | liquid | gas | [7 empty] | non-condensing | condensing |  |  |  | solid | liquid | gas |  |  | Space heating [kWh/m² year] | Space cooling [kWh/m² year] | Domestic hot water [kWh/m² year] | Space heating [kWh/m² year] | Space cooling [kWh/m² year] | Domestic hot water [kWh/m² year] | Space heating+Domestic hot water [TWh/year] | Space cooling [TWh/year] | Space heating+Domestic hot water [TWh/year] | Space cooling [TWh/year]
|  |  |  | 68.4851 | [19 empty] | insulation |  | insulation |  | insulation | [6 empty] | low-e |  | low-e |  |  |  |  | insulation |  | insulation | [5 empty] | insulation |  | insulation
Residential sector | Total | Total |  | 402.9063 |  |  | 5.8831 | 2.466 | 4.077 | 1.7885 | 0.017649 | 1.7518 | 4.1313
Residential sector | Total | Total | Before 1945 | 73.8509 | 66.8322 | 4.2304 | 1.3061 | 0.65 | 0.90511 | 0.39705 | 0.0039182 | 1.1428 | 0.15412 | 0.0091287 | 0.59324 | 2.5095 | 0.34053 | 0.2984 |  |  | 100% |  | 100% | [6 empty] | 100% |  |  | 100% |  |  |  |  | 100% |  |  | 100% |  |  |  |  | 100% |  |  | 100% | [5 empty] | Most widespread technology |  | Widespread technology |  |  |  |  | Most widespread technology |  | Most widespread fuel |  |  |  | Most widespread technology |  |  | Most widespread technology |  | Widespread technology |  |  |  | Most widespread technology |  | Less widespread fuel | Less widespread fuel | Most widespread fuel |  | 216.408 | 19.4539 | 14.5367 | 273.1286 | 6.27 | 21.321 | 22.1543 | 0.04 | 19.8184 | 0.012 | 73.8509 | 41.78% | 33.79% | 24.43% | 100% |  | 1.472% | 1.002% | 1.994% | 2.628%
Residential sector | Total | Total | 1945 - 1969 | 64.166 | 58.0605 | 2.8632 | 0.90707 | 0.38 | 0.6286 | 0.27575 | 0.0027212 | 0.79461 | 0.10703 | 0.0054267 | 0.48819 | 2.1994 | 0.27612 | 0.29555 |  |  | 100% |  | 100% | [6 empty] | 100% |  |  | 100% |  |  |  |  | 100% |  |  | 100% |  |  |  |  | 100% |  |  | 100% | [5 empty] | Most widespread technology |  | Widespread technology |  |  |  |  | Most widespread technology |  | Most widespread fuel |  |  |  | Most widespread technology |  |  | Most widespread technology |  | Widespread technology |  |  |  | Most widespread technology |  | Less widespread fuel | Less widespread fuel | Most widespread fuel |  | 161.3094 | 21.0798 | 14.8026 | 203.5885 | 6.794 | 21.711 | 8.4051 | 0.060356 | 13.2136 | 0.019453 | 64.166 | 32.99% | 59.49% | 7.518% | 100% |  | 1.366% | 0.8312% | 1.994% | 0.5992%
Residential sector | Total | Total | 1970 - 1979 | 63.6718 | 57.6129 | 2.8412 | 0.90446 | 0.39 | 0.62679 | 0.27495 | 0.0027134 | 0.79231 | 0.10673 | 0.0054183 | 0.37753 | 2.1583 | 0.20325 | 0.27948 |  |  | 100% |  | 100% | [6 empty] | 100% |  |  |  | 100% |  |  |  | 100% |  |  | 100% |  |  |  |  | 100% |  |  | 100% | [5 empty] | Most widespread technology |  | Widespread technology |  |  |  |  | Most widespread technology |  | Most widespread fuel |  |  |  | Most widespread technology |  |  | Most widespread technology |  | Widespread technology |  |  |  | Most widespread technology |  | Less widespread fuel | Less widespread fuel | Most widespread fuel |  | 111.0535 | 21.4758 | 14.8183 | 140.1606 | 6.9216 | 21.7341 | 5.9819 | 0.061016 | 9.4589 | 0.019665 | 63.6718 | 32.47% | 59.69% | 7.845% | 100% |  | 1.795% | 1.186% | 2.838% | 0.7254%
Residential sector | Total | Total | 1980 - 1989 | 58.889 | 53.2812 | 2.6277 | 0.8485 | 0.34 | 0.58801 | 0.25794 | 0.0025455 | 0.74335 | 0.10012 | 0.0050303 | 0.29762 | 2.0319 | 0.1646 | 0.27 | 33.33% |  | 33.33% | 33.33% | 100% | [6 empty] | 100% |  |  |  | 100% |  |  |  | 100% |  |  | 100% |  |  |  |  | 100% |  |  | 100% | [5 empty] | Most widespread technology |  | Widespread technology |  |  |  |  | Most widespread technology |  | Most widespread fuel |  |  |  | Most widespread technology |  |  | Most widespread technology |  | Widespread technology |  |  |  | Most widespread technology |  | Less widespread fuel | Less widespread fuel | Most widespread fuel |  | 89.3778 | 30.3667 | 14.9843 | 112.8037 | 9.7872 | 21.9774 | 4.5992 | 0.079796 | 7.3045 | 0.035718 | 58.889 | 26.98% | 64.2% | 8.814% | 100% |  | 1.828% | 1.03% | 3.404% | 0.9594%
Residential sector | Total | Total | 1990 - 1999 | 50.4114 | 45.603 | 2.2495 | 0.70848 | 0.328 | 0.49098 | 0.21538 | 0.0021254 | 0.62094 | 0.083601 | 0.0039411 | 0.21265 | 1.8206 | 0.14559 | 0.24 | 33.33% |  | 33.33% | 33.33% | 100% | [6 empty] | 100% |  |  |  | 100% |  |  |  | 100% |  |  | 100% |  |  |  |  | 100% |  |  | 100% | [5 empty] | Most widespread technology |  | Widespread technology |  |  |  |  | Most widespread technology |  | Most widespread fuel |  |  |  | Most widespread technology |  |  | Most widespread technology |  | Widespread technology |  |  |  | Most widespread technology |  | Less widespread fuel | Less widespread fuel | Most widespread fuel |  | 90.5059 | 32.771 | 15.3558 | 114.2275 | 10.5621 | 22.5224 | 3.9937 | 0.073717 | 6.3445 | 0.023759 | 50.4114 | 14.7% | 78.17% | 7.125% | 100% |  | 1.741% | 0.5854% | 3.322% | 0.8658%
Residential sector | Total | Total | 2000 - 2010 | 48.6237 | 43.9839 | 2.1697 | 0.63996 | 0.195 | 0.44349 | 0.19455 | 0.0019199 | 0.56111 | 0.075516 | 0.0033379 | 0.2 | 1.9584 | 0.13826 | 0.20653 | 33.33% |  | 33.33% | 33.33% | 100% | [6 empty] | 100% | [5 empty] | 100% |  | 100% |  |  | 100% |  |  |  |  | 100% |  |  | 100% | [5 empty] | Most widespread technology |  | Widespread technology |  |  |  |  | Most widespread technology |  | Most widespread fuel |  |  |  | Most widespread technology |  |  | Most widespread technology |  | Widespread technology |  |  |  | Most widespread technology |  | Less widespread fuel | Less widespread fuel | Most widespread fuel |  | 77.8696 | 30.0575 | 15.4507 | 98.2792 | 9.6875 | 22.6615 | 3.4028 | 0.065215 | 5.4246 | 0.021019 | 48.6237 | 11.57% | 85.56% | 2.873% | 100% |  | 1.468% | 0.3502% | 3.245% | 0.2974%
Residential sector | Total | Total | Post 2010 | 43.2935 | 39.1563 | 2.142 | 0.56857 | 0.183 | 0.39402 | 0.17285 | 0.0017057 | 0.49852 | 0.067092 | 0.00296 | 0.18 | 1.3 | 0.13 | 0.15 | 33.33% |  | 33.33% | 33.33% | 100% | [6 empty] | 100% | [5 empty] | 100% |  | 100% |  |  | 100% |  |  |  |  | 100% |  |  | 100% | [5 empty] | Most widespread technology |  | Widespread technology |  |  |  |  | Most widespread technology |  | Most widespread fuel |  |  |  | Most widespread technology |  |  | Most widespread technology |  | Widespread technology |  |  |  | Most widespread technology |  | Less widespread fuel | Less widespread fuel | Most widespread fuel |  | 68.0169 | 26.5035 | 15.4509 | 85.8442 | 8.5421 | 22.6619 | 2.7151 | 0.056771 | 4.3425 | 0.018297 | 43.2935 | 11.56% | 85.7% | 2.736% | 100% |  | 1.834% | 0.5399% | 3.367% | 0.5603%
Residential sector | Single family- Terraced houses | Single family- Terraced houses |  |  |  |  | 1.5384 | 1.02 | 1.0661 | 0.46766 | 0.0046151
Residential sector | Single family- Terraced houses | Single family- Terraced houses | Before 1945 | 30.8525 | 27.9249 | 2.3118 | 0.51273 | 0.44 | 0.35532 | 0.15587 | 0.0015382 | 0.44863 | 0.060502 | 0.0035891 | 0.6 | 2.34 | 0.29 | 0.28 |  |  | 100% |  | 100% | [6 empty] | 100% |  |  | 100% |  |  |  |  | 100% |  |  | 100% |  |  |  |  | 100% |  |  | 100% | [5 empty] | Most widespread technology |  | Widespread technology |  |  |  |  | Most widespread technology |  | Most widespread fuel |  |  |  | Most widespread technology |  |  | Most widespread technology |  | Widespread technology |  |  |  | Most widespread technology |  | Less widespread fuel | Less widespread fuel | Most widespread fuel |  | 263.4755 | 27.7036 | 12.7751 | 332.5324 | 8.9289 | 18.7372 | 6.316 | 0.064044 | 9.854 | 0.020641
Residential sector | Single family- Terraced houses | Single family- Terraced houses | 1945 - 1969 | 21.1675 | 19.1532 | 0.94454 | 0.28745 | 0.16 | 0.1992 | 0.087384 | 0.00086234 | 0.25152 | 0.033919 | 0.0020121 | 0.455 | 2.32 | 0.25 | 0.3 |  |  | 100% |  | 100% | [6 empty] | 100% |  |  | 100% |  |  |  |  | 100% |  |  | 100% |  |  |  |  | 100% |  |  | 100% | [5 empty] | Most widespread technology |  | Widespread technology |  |  |  |  | Most widespread technology |  | Most widespread fuel |  |  |  | Most widespread technology |  |  | Most widespread technology |  | Widespread technology |  |  |  | Most widespread technology |  | Less widespread fuel | Less widespread fuel | Most widespread fuel |  | 216.6271 | 37.1261 | 12.7751 | 273.405 | 11.9657 | 18.7372 | 3.601 | 0.035067 | 5.6332 | 0.011302
Residential sector | Single family- Terraced houses | Single family- Terraced houses | 1970 - 1979 | 20.6734 | 18.7057 | 0.92248 | 0.28173 | 0.16 | 0.19524 | 0.085647 | 0.0008452 | 0.24652 | 0.033244 | 0.0019721 | 0.31 | 2.3 | 0.21 | 0.32 |  |  | 100% |  | 100% | [6 empty] | 100% |  |  |  | 100% |  |  |  | 100% |  |  | 100% |  |  |  |  | 100% |  |  | 100% | [5 empty] | Most widespread technology |  | Widespread technology |  |  |  |  | Most widespread technology |  | Most widespread fuel |  |  |  | Most widespread technology |  |  | Most widespread technology |  | Widespread technology |  |  |  | Most widespread technology |  | Less widespread fuel | Less widespread fuel | Most widespread fuel |  | 160.8926 | 34.3983 | 12.7751 | 203.0626 | 11.0866 | 18.7372 | 2.6674 | 0.031732 | 4.1858 | 0.010227
Residential sector | Single family- Terraced houses | Single family- Terraced houses | 1980 - 1989 | 15.8906 | 14.3739 | 0.70907 | 0.21886 | 0.12 | 0.15167 | 0.066532 | 0.00065657 | 0.1915 | 0.025825 | 0.001532 | 0.21 | 2.01 | 0.15 | 0.27 | 33.33% |  | 33.33% | 33.33% | 100% | [6 empty] | 100% |  |  |  | 100% |  |  |  | 100% |  |  | 100% |  |  |  |  | 100% |  |  | 100% | [5 empty] | Most widespread technology |  | Widespread technology |  |  |  |  | Most widespread technology |  | Most widespread fuel |  |  |  | Most widespread technology |  |  | Most widespread technology |  | Widespread technology |  |  |  | Most widespread technology |  | Less widespread fuel | Less widespread fuel | Most widespread fuel |  | 140.2503 | 36.9803 | 12.7751 | 177.0099 | 11.9188 | 18.7372 | 1.808 | 0.026222 | 2.8421 | 0.018451
Residential sector | Single family- Terraced houses | Single family- Terraced houses | 1990 - 1999 | 7.413 | 6.6957 | 0.33078 | 0.10024 | 0.06 | 0.069466 | 0.030473 | 0.00030072 | 0.08771 | 0.011828 | 0.00070168 | 0.17 | 1.94 | 0.12 | 0.24 | 33.33% |  | 33.33% | 33.33% | 100% | [6 empty] | 100% |  |  |  | 100% |  |  |  | 100% |  |  | 100% |  |  |  |  | 100% |  |  | 100% | [5 empty] | Most widespread technology |  | Widespread technology |  |  |  |  | Most widespread technology |  | Most widespread fuel |  |  |  | Most widespread technology |  |  | Most widespread technology |  | Widespread technology |  |  |  | Most widespread technology |  | Less widespread fuel | Less widespread fuel | Most widespread fuel |  | 166.4169 | 49.0572 | 12.7751 | 210.0348 | 15.8111 | 18.7372 | 0.98507 | 0.016227 | 1.5452 | 0.00523
Residential sector | Single family- Terraced houses | Single family- Terraced houses | 2000 - 2010 | 5.6252 | 5.0766 | 0.25101 | 0.072735 | 0.04 | 0.050405 | 0.022111 | 0.00021821 | 0.063643 | 0.0085827 | 0.00050915 | 0.2 | 1.87 | 0.125 | 0.18 | 33.33% |  | 33.33% | 33.33% | 100% | [6 empty] | 100% | [5 empty] | 100% |  | 100% |  |  | 100% |  |  |  |  | 100% |  |  | 100% | [5 empty] | Most widespread technology |  | Widespread technology |  |  |  |  | Most widespread technology |  | Most widespread fuel |  |  |  | Most widespread technology |  |  | Most widespread technology |  | Widespread technology |  |  |  | Most widespread technology |  | Less widespread fuel | Less widespread fuel | Most widespread fuel |  | 156.3022 | 43.3519 | 12.7751 | 197.269 | 13.9723 | 18.7372 | 0.70508 | 0.010882 | 1.1068 | 0.0035072
Residential sector | Single family- Terraced houses | Single family- Terraced houses | Post 2010 | 5.005 | 4.5148 | 0.22333 | 0.064625 | 0.04 | 0.044785 | 0.019646 | 0.00019387 | 0.056547 | 0.0076257 | 0.00045237 | 0.18 | 1.3 | 0.13 | 0.15 | 33.33% |  | 33.33% | 33.33% | 100% | [6 empty] | 100% | [5 empty] | 100% |  | 100% |  |  | 100% |  |  |  |  | 100% |  |  | 100% | [5 empty] | Most widespread technology |  | Widespread technology |  |  |  |  | Most widespread technology |  | Most widespread fuel |  |  |  | Most widespread technology |  |  | Most widespread technology |  | Widespread technology |  |  |  | Most widespread technology |  | Less widespread fuel | Less widespread fuel | Most widespread fuel |  | 146.1874 | 35.8767 | 12.7751 | 184.5031 | 11.5631 | 18.7372 | 0.58987 | 0.0080124 | 0.92678 | 0.0025824
Residential sector | Multifamily houses | Multifamily houses |  |  |  |  | 3.5216 | 1.27 | 2.4405 | 1.0706 | 0.010565 | 1.7518 | 0.24511
Residential sector | Multifamily houses | Multifamily houses | Before 1945 | 24.957 | 22.5853 | 1.1136 | 0.41475 | 0.12 | 0.28742 | 0.12608 | 0.0012443 | 0.36384 | 0.048941 | 0.0019679 | 0.58 | 2.22 | 0.36 | 0.32 |  |  | 100% |  | 100% | [6 empty] | 100% |  |  | 100% |  |  |  |  | 100% |  |  | 100% |  |  |  |  | 100% |  |  | 100% | [5 empty] | Most widespread technology |  | Widespread technology |  |  |  |  | Most widespread technology |  | Most widespread fuel |  |  |  | Most widespread technology |  |  | Most widespread technology |  | Widespread technology |  |  |  | Most widespread technology |  | Less widespread fuel | Less widespread fuel | Most widespread fuel |  | 182.636 | 13.5345 | 15.8007 | 230.5048 | 4.3622 | 23.1749 | 3.6823 | 0.015072 | 5.7844 | 0.0048578
Residential sector | Multifamily houses | Multifamily houses | 1945 - 1969 | 38.1747 | 34.5567 | 1.7034 | 0.5184 | 0.2 | 0.35925 | 0.15759 | 0.0015552 | 0.45477 | 0.061171 | 0.0024596 | 0.495 | 2.13 | 0.28 | 0.29 |  |  | 100% |  | 100% | [6 empty] | 100% |  |  | 100% |  |  |  |  | 100% |  |  | 100% |  |  |  |  | 100% |  |  | 100% | [5 empty] | Most widespread technology |  | Widespread technology |  |  |  |  | Most widespread technology |  | Most widespread fuel |  |  |  | Most widespread technology |  |  | Most widespread technology |  | Widespread technology |  |  |  | Most widespread technology |  | Less widespread fuel | Less widespread fuel | Most widespread fuel |  | 134.0772 | 13.1805 | 15.8007 | 169.2188 | 4.2481 | 23.1749 | 4.2666 | 0.022452 | 6.7323 | 0.0072363
Residential sector | Multifamily houses | Multifamily houses | 1970 - 1979 | 38.0035 | 34.4016 | 1.6958 | 0.51791 | 0.21 | 0.35891 | 0.15744 | 0.0015537 | 0.45434 | 0.061113 | 0.0024573 | 0.41 | 2.085 | 0.2 | 0.26 |  |  | 100% |  | 100% | [6 empty] | 100% |  |  |  | 100% |  |  |  | 100% |  |  | 100% |  |  |  |  | 100% |  |  | 100% | [5 empty] | Most widespread technology |  | Widespread technology |  |  |  |  | Most widespread technology |  | Most widespread fuel |  |  |  | Most widespread technology |  |  | Most widespread technology |  | Widespread technology |  |  |  | Most widespread technology |  | Less widespread fuel | Less widespread fuel | Most widespread fuel |  | 87.0912 | 15.2627 | 15.8007 | 109.9178 | 4.9192 | 23.1749 | 2.9305 | 0.025882 | 4.6621 | 0.0083419
Residential sector | Multifamily houses | Multifamily houses | 1980 - 1989 | 37.8078 | 34.2243 | 1.6871 | 0.52072 | 0.2 | 0.36086 | 0.1583 | 0.0015621 | 0.4568 | 0.061444 | 0.0024706 | 0.33 | 2.04 | 0.17 | 0.27 | 33.33% |  | 33.33% | 33.33% | 100% | [6 empty] | 100% |  |  |  | 100% |  |  |  | 100% |  |  | 100% |  |  |  |  | 100% |  |  | 100% | [5 empty] | Most widespread technology |  | Widespread technology |  |  |  |  | Most widespread technology |  | Most widespread fuel |  |  |  | Most widespread technology |  |  | Most widespread technology |  | Widespread technology |  |  |  | Most widespread technology |  | Less widespread fuel | Less widespread fuel | Most widespread fuel |  | 70.5773 | 27.9226 | 15.8007 | 89.0756 | 8.9995 | 23.1749 | 2.4549 | 0.047107 | 3.9247 | 0.015183
Residential sector | Multifamily houses | Multifamily houses | 1990 - 1999 | 39.4066 | 35.6723 | 1.7584 | 0.53286 | 0.25 | 0.36928 | 0.16199 | 0.0015986 | 0.46746 | 0.062878 | 0.0025283 | 0.22 | 1.8 | 0.15 | 0.24 | 33.33% |  | 33.33% | 33.33% | 100% | [6 empty] | 100% |  |  |  | 100% |  |  |  | 100% |  |  | 100% |  |  |  |  | 100% |  |  | 100% | [5 empty] | Most widespread technology |  | Widespread technology |  |  |  |  | Most widespread technology |  | Most widespread fuel |  |  |  | Most widespread technology |  |  | Most widespread technology |  | Widespread technology |  |  |  | Most widespread technology |  | Less widespread fuel | Less widespread fuel | Most widespread fuel |  | 77.4188 | 29.9632 | 15.8007 | 97.7102 | 9.6571 | 23.1749 | 2.7576 | 0.052687 | 4.3988 | 0.016981
Residential sector | Multifamily houses | Multifamily houses | 2000 - 2010 | 41.6017 | 37.6605 | 1.8563 | 0.53792 | 0.15 | 0.37278 | 0.16353 | 0.0016138 | 0.47189 | 0.063474 | 0.0025522 | 0.2 | 1.97 | 0.14 | 0.21 | 33.33% |  | 33.33% | 33.33% | 100% | [6 empty] | 100% | [5 empty] | 100% |  | 100% |  |  | 100% |  |  |  |  | 100% |  |  | 100% | [5 empty] | Most widespread technology |  | Widespread technology |  |  |  |  | Most widespread technology |  | Most widespread fuel |  |  |  | Most widespread technology |  |  | Most widespread technology |  | Widespread technology |  |  |  | Most widespread technology |  | Less widespread fuel | Less widespread fuel | Most widespread fuel |  | 67.6087 | 28.3183 | 15.8007 | 85.329 | 9.127 | 23.1749 | 2.6102 | 0.052569 | 4.1776 | 0.016943
Residential sector | Multifamily houses | Multifamily houses | Post 2010 | 37.1039 | 33.5868 | 1.8658 | 0.47909 | 0.14 | 0.33201 | 0.14564 | 0.0014373 | 0.42028 | 0.056532 | 0.0022731 | 0.18 | 1.3 | 0.13 | 0.15 | 33.33% |  | 33.33% | 33.33% | 100% | [6 empty] | 100% | [5 empty] | 100% |  | 100% |  |  | 100% |  |  |  |  | 100% |  |  | 100% | [5 empty] | Most widespread technology |  | Widespread technology |  |  |  |  | Most widespread technology |  | Most widespread fuel |  |  |  | Most widespread technology |  |  | Most widespread technology |  | Widespread technology |  |  |  | Most widespread technology |  | Less widespread fuel | Less widespread fuel | Most widespread fuel |  | 57.7987 | 25.2782 | 15.8007 | 72.9477 | 8.1472 | 23.1749 | 2.0594 | 0.047164 | 3.31 | 0.015201
Residential sector | Appartment blocks | Appartment blocks |  | -323.9998 |  |  | 0.82312 | 0.176 | 0.57042 | 0.25023 | 0.0024694 | 0.71823 | 0.10489
Residential sector | Appartment blocks | Appartment blocks | Before 1945 | 18.0415 | 16.322 | 0.80505 | 0.3786 | 0.09 | 0.26237 | 0.1151 | 0.0011358 | 0.33036 | 0.044675 | 0.0035718 | 0.6 | 3.2 | 0.4 | 0.3 |  |  | 100% |  | 100% | [6 empty] | 100% |  |  | 100% |  |  |  |  | 100% |  |  | 100% |  |  |  |  | 100% |  |  | 100% | [5 empty] | Most widespread technology |  | Widespread technology |  |  |  |  | Most widespread technology |  | Most widespread fuel |  |  |  | Most widespread technology |  |  | Most widespread technology |  | Widespread technology |  |  |  | Most widespread technology |  | Less widespread fuel | Less widespread fuel | Most widespread fuel |  | 182.636 | 13.5345 | 15.8007 | 230.5048 | 4.3622 | 23.1749 | 2.6612 | 0.010896 | 4.1804 | 0.0035117
Residential sector | Appartment blocks | Appartment blocks | 1945 - 1969 | 4.8237 | 4.3506 | 0.21524 | 0.10123 | 0.02 | 0.07015 | 0.030773 | 0.00030368 | 0.088326 | 0.011945 | 0.00095498 | 0.58 | 2.22 | 0.36 | 0.32 |  |  | 100% |  | 100% | [6 empty] | 100% |  |  | 100% |  |  |  |  | 100% |  |  | 100% |  |  |  |  | 100% |  |  | 100% | [5 empty] | Most widespread technology |  | Widespread technology |  |  |  |  | Most widespread technology |  | Most widespread fuel |  |  |  | Most widespread technology |  |  | Most widespread technology |  | Widespread technology |  |  |  | Most widespread technology |  | Less widespread fuel | Less widespread fuel | Most widespread fuel |  | 134.0772 | 13.1805 | 15.8007 | 169.2188 | 4.2481 | 23.1749 | 0.53739 | 0.002837 | 0.848 | 0.00091437
Residential sector | Appartment blocks | Appartment blocks | 1970 - 1979 | 4.9949 | 4.5057 | 0.22288 | 0.10482 | 0.02 | 0.072639 | 0.031865 | 0.00031446 | 0.091461 | 0.012369 | 0.00098888 | 0.41 | 2.13 | 0.2 | 0.26 |  |  | 100% |  | 100% | [6 empty] | 100% |  |  |  | 100% |  |  |  | 100% |  |  | 100% |  |  |  |  | 100% |  |  | 100% | [5 empty] | Most widespread technology |  | Widespread technology |  |  |  |  | Most widespread technology |  | Most widespread fuel |  |  |  | Most widespread technology |  |  | Most widespread technology |  | Widespread technology |  |  |  | Most widespread technology |  | Less widespread fuel | Less widespread fuel | Most widespread fuel |  | 87.0912 | 15.2627 | 15.8007 | 109.9178 | 4.9192 | 23.1749 | 0.38404 | 0.0034018 | 0.61101 | 0.0010964
Residential sector | Appartment blocks | Appartment blocks | 1980 - 1989 | 5.1907 | 4.683 | 0.23162 | 0.10893 | 0.02 | 0.075487 | 0.033114 | 0.00032678 | 0.095046 | 0.012853 | 0.0010276 | 0.33 | 2.04 | 0.17 | 0.27 | 33.33% |  | 33.33% | 33.33% | 100% | [6 empty] | 100% |  |  |  | 100% |  |  |  | 100% |  |  | 100% |  |  |  |  | 100% |  |  | 100% | [5 empty] | Most widespread technology |  | Widespread technology |  |  |  |  | Most widespread technology |  | Most widespread fuel |  |  |  | Most widespread technology |  |  | Most widespread technology |  | Widespread technology |  |  |  | Most widespread technology |  | Less widespread fuel | Less widespread fuel | Most widespread fuel |  | 70.5773 | 27.9226 | 15.8007 | 89.0756 | 8.9995 | 23.1749 | 0.33613 | 0.0064674 | 0.53744 | 0.0020844
Residential sector | Appartment blocks | Appartment blocks | 1990 - 1999 | 3.5919 | 3.235 | 0.16028 | 0.075376 | 0.018 | 0.052236 | 0.022914 | 0.00022613 | 0.065771 | 0.0088944 | 0.00071111 | 0.22 | 1.8 | 0.15 | 0.24 | 33.33% |  | 33.33% | 33.33% | 100% | [6 empty] | 100% |  |  |  | 100% |  |  |  | 100% |  |  | 100% |  |  |  |  | 100% |  |  | 100% | [5 empty] | Most widespread technology |  | Widespread technology |  |  |  |  | Most widespread technology |  | Most widespread fuel |  |  |  | Most widespread technology |  |  | Most widespread technology |  | Widespread technology |  |  |  | Most widespread technology |  | Less widespread fuel | Less widespread fuel | Most widespread fuel |  | 77.4188 | 29.9632 | 15.8007 | 97.7102 | 9.6571 | 23.1749 | 0.25031 | 0.0048024 | 0.39933 | 0.0015478
Residential sector | Appartment blocks | Appartment blocks | 2000 - 2010 | 1.3967 | 1.2468 | 0.062324 | 0.02931 | 0.005 | 0.020312 | 0.0089103 | 8.7931e-05 | 0.025575 | 0.0034586 | 0.00027652 | 0.2 | 1.97 | 0.14 | 0.21 | 33.33% |  | 33.33% | 33.33% | 100% | [6 empty] | 100% | [5 empty] | 100% |  | 100% |  |  | 100% |  |  |  |  | 100% |  |  | 100% | [5 empty] | Most widespread technology |  | Widespread technology |  |  |  |  | Most widespread technology |  | Most widespread fuel |  |  |  | Most widespread technology |  |  | Most widespread technology |  | Widespread technology |  |  |  | Most widespread technology |  | Less widespread fuel | Less widespread fuel | Most widespread fuel |  | 67.6087 | 28.3183 | 15.8007 | 85.329 | 9.127 | 23.1749 | 0.086665 | 0.0017649 | 0.13876 | 0.00056883
Residential sector | Appartment blocks | Appartment blocks | Post 2010 | 1.1847 | 1.0547 | 0.052861 | 0.02486 | 0.003 | 0.017228 | 0.0075574 | 7.458e-05 | 0.021692 | 0.0029335 | 0.00023453 | 0.18 | 1.3 | 0.13 | 0.15 | 33.33% |  | 33.33% | 33.33% | 100% | [6 empty] | 100% | [5 empty] | 100% |  | 100% |  |  | 100% |  |  |  |  | 100% |  |  | 100% | [5 empty] | Most widespread technology |  | Widespread technology |  |  |  |  | Most widespread technology |  | Most widespread fuel |  |  |  | Most widespread technology |  |  | Most widespread technology |  | Widespread technology |  |  |  | Most widespread technology |  | Less widespread fuel | Less widespread fuel | Most widespread fuel |  | 57.7987 | 25.2782 | 15.8007 | 72.9477 | 8.1472 | 23.1749 | 0.064924 | 0.0013362 | 0.10439 | 0.00043067
Service sector | Total | Total |  |  |  |  | 0.45919 | 0.30311 | 1.1249 | 0.22525 | 0
Service sector | Total | Total | Before 1945 | 28.2981 | 28.2981 | 6.6481 | 0.029012 | 0.02431 | 0.15512 | 0.011155 | 0 | 0.025223 | 0.0037891 | 0 | 0.6 | 3.2 | 0.3 | 0.2 | [64 empty] | 199.4124 | 55.3593 | 2.1149 | 201.4065 | 23.2509 | 6.3446 | 5.7028 | 0.36804 | 5.879 | 0.15457 | 28.2981 | 4.446% | 0.1218% | 59.41% | 12.33% | 7.582% | 16.11% | 100% |  | 0.2991% | 0.008542% | 1.058% | 3.122% | 1.399% | 1.78%
Service sector | Total | Total | 1945 - 1969 | 49.9905 | 49.9905 | 10.4669 | 0.15821 | 0.1033 | 0.3226 | 0.077262 | 0 | 0.14182 | 0.01639 | 0 | 0.4 | 3.1 | 0.4 | 0.175 | [64 empty] | 169.3728 | 57.7012 | 2.2681 | 171.0666 | 24.2345 | 6.8044 | 8.5804 | 0.60396 | 8.3519 | 0.24366 | 49.9905 | 16% | 6.292% | 48.09% | 12.29% | 5.033% | 12.29% | 100% |  | 1.903% | 1.455% | 1.879% | 8.866% | 2.096% | 3.595%
Service sector | Total | Total | 1970 - 1979 | 16.6135 | 16.6135 | 4.5965 | 0.048825 | 0.034226 | 0.11067 | 0.023562 | 0 | 0.043558 | 0.0052666 | -8.6736e-18 | 0.3 | 3 | 0.2 | 0.1625 | [64 empty] | 152.8391 | 57.8668 | 2.3379 | 154.3675 | 24.3041 | 7.0136 | 2.578 | 0.26598 | 2.6811 | 0.11171 | 16.6135 | 16.86% | 3.371% | 45.95% | 13.07% | 7.676% | 13.07% | 100% |  | 1.411% | 0.4464% | 1.414% | 5.993% | 2.027% | 2.108%
Service sector | Total | Total | 1980 - 1989 | 19.6984 | 19.6984 | 5.1381 | 0.068056 | 0.044891 | 0.18544 | 0.034108 | 0 | 0.060991 | 0.0070655 | -7.8063e-18 | 0.25 | 2.5 | 0.15 | 0.15625 | [64 empty] | 151.6932 | 53.6896 | 2.8597 | 153.2101 | 22.5496 | 8.5791 | 3.0444 | 0.27587 | 3.187 | 0.11586 | 19.6984 | 18.2% | 6.299% | 27.82% | 19.55% | 8.574% | 19.55% | 100% |  | 1.394% | 0.5146% | 0.8189% | 6.494% | 1.725% | 2.627%
Service sector | Total | Total | 1990 - 1999 | 16.8893 | 16.8893 | 4.6449 | 0.057918 | 0.037027 | 0.17503 | 0.0293 | 0 | 0.051986 | 0.0059322 | 0 | 0.2 | 1.7 | 0.1 | 0.15313 | [64 empty] | 145.0409 | 50.716 | 3.0376 | 146.4913 | 21.3007 | 9.1127 | 2.5009 | 0.23557 | 2.628 | 0.09894 | 16.8893 | 16.63% | 7.653% | 22.65% | 22.04% | 8.98% | 22.04% | 100% |  | 1.1% | 0.5446% | 0.6821% | 5.853% | 1.493% | 2.5%
Service sector | Total | Total | 2000 - 2010 | 14.511 | 14.511 | 4.2273 | 0.058331 | 0.036596 | 0.13207 | 0.029628 | 0 | 0.052459 | 0.0058716 | 0 | 0.19 | 0.9 | 0.115 | 0.15156 | [64 empty] | 128.889 | 53.3592 | 2.8328 | 130.1779 | 22.4109 | 8.4984 | 1.9114 | 0.22557 | 2.0123 | 0.094738 | 14.511 | 19.71% | 9.442% | 26.31% | 18.11% | 8.314% | 18.11% | 100% |  | 1.205% | 0.5079% | 0.7527% | 4.233% | 1.173% | 1.729%
Service sector | Total | Total | Post 2010 | 6.0908 | 6.0908 | 1.4071 | 0.038836 | 0.022757 | 0.044023 | 0.020232 | 0 | 0.035133 | 0.003703 | 4.3368e-18 | 0.18 | 1.3 | 0.13 | 0.15 | [64 empty] | 124.4583 | 50.1029 | 2.6882 | 125.7028 | 21.0432 | 8.0647 | 0.77443 | 0.070499 | 0.81475 | 0.02961 | 6.0908 | 30.82% | 18.25% | 15.14% | 10.61% | 4.952% | 20.23% | 100% |  | 1.355% | 0.8057% | 0.7812% | 2.934% | 0.742% | 1.649%
Service sector | Offices | Offices |  |  |  |  | 0.29124 | 0.21 | 0.14224 | 0.149 | 0
Service sector | Offices | Offices | Before 1945 | 1.2581 | 1.2581 | 0.55678 | 0.0158 | 0.011393 | 0.0077167 | 0.0080832 | 0 | 0.014165 | 0.0016353 | 0 | 0.6 | 3.2 | 0.3 | 0.2 | [64 empty] | 225.6904 | 55.3593 | 2.3443 | 227.9473 | 23.2509 | 7.033 | 0.28689 | 0.030823 | 0.29562 | 0.012946
Service sector | Offices | Offices | 1945 - 1969 | 8 | 8 | 1.7505 | 0.10047 | 0.072444 | 0.04907 | 0.0514 | 0 | 0.090071 | 0.010399 | 0 | 0.4 | 3.1 | 0.4 | 0.175 | [64 empty] | 206.9337 | 51.4841 | 2.3443 | 209.0031 | 21.6233 | 7.033 | 1.6742 | 0.090125 | 1.1883 | 0.037853
Service sector | Offices | Offices | 1970 - 1979 | 2.8005 | 2.8005 | 0.82761 | 0.035171 | 0.02536 | 0.017178 | 0.017993 | 0 | 0.031531 | 0.0036402 | 3.4694e-18 | 0.3 | 3 | 0.2 | 0.1625 | [64 empty] | 194.536 | 51.9989 | 2.3443 | 196.4814 | 21.8396 | 7.033 | 0.55137 | 0.043035 | 0.56995 | 0.018075
Service sector | Offices | Offices | 1980 - 1989 | 3.5847 | 3.5847 | 0.96529 | 0.045019 | 0.032461 | 0.021987 | 0.023032 | 0 | 0.040359 | 0.0046595 | 0 | 0.25 | 2.5 | 0.15 | 0.15625 | [64 empty] | 176.679 | 47.839 | 2.3443 | 178.4458 | 20.0924 | 7.033 | 0.64174 | 0.046179 | 0.66488 | 0.019395
Service sector | Offices | Offices | 1990 - 1999 | 2.8091 | 2.8091 | 0.82912 | 0.035279 | 0.025438 | 0.01723 | 0.018049 | 0 | 0.031628 | 0.0036514 | 0 | 0.2 | 1.7 | 0.1 | 0.15313 | [64 empty] | 170.7928 | 43.6791 | 2.3443 | 172.5007 | 18.3452 | 7.033 | 0.48637 | 0.036215 | 0.50433 | 0.01521
Service sector | Offices | Offices | 2000 - 2010 | 2.8608 | 2.8608 | 0.8382 | 0.035929 | 0.025906 | 0.017547 | 0.018381 | 0 | 0.03221 | 0.0037186 | 0 | 0.19 | 0.9 | 0.115 | 0.15156 | [64 empty] | 144.5639 | 39.748 | 2.3443 | 146.0095 | 16.6942 | 7.033 | 0.42028 | 0.033317 | 0.43783 | 0.013993
Service sector | Offices | Offices | Post 2010 | 1.8771 | 1.8771 | 0.33135 | 0.023574 | 0.016998 | 0.011514 | 0.012061 | 0 | 0.021134 | 0.0024399 | 0 | 0.18 | 1.3 | 0.13 | 0.15 | [64 empty] | 139.3791 | 39.3151 | 2.3443 | 140.7729 | 16.5124 | 7.033 | 0.26603 | 0.013027 | 0.27745 | 0.0054713
Service sector | Trade | Trade |  |  |  |  | 0.10995 | 0.035109 | 0.048928 | 0.061022 | 0
Service sector | Trade | Trade | Before 1945 | 0.034468 | 0.034468 | 0.34194 | 0.00043287 | 0.00013823 | 0.00019263 | 0.00024024 | 0 | 0.00040041 | 3.2466e-05 | 0 | 0.6 | 3.2 | 0.3 | 0.2 | [64 empty] | 306.6645 | 55.3593 | 2.7642 | 309.7311 | 23.2509 | 8.2927 | 0.010665 | 0.018929 | 0.010962 | 0.0079504
Service sector | Trade | Trade | 1945 - 1969 | 3.1452 | 3.1452 | 0.88813 | 0.0395 | 0.012613 | 0.017577 | 0.021922 | 0 | 0.036537 | 0.0029625 | 0 | 0.4 | 3.1 | 0.4 | 0.175 | [64 empty] | 254.6642 | 69.1991 | 2.7642 | 257.2108 | 29.0636 | 8.2927 | 0.80966 | 0.061458 | 0.83506 | 0.025812
Service sector | Trade | Trade | 1970 - 1979 | 0.5601 | 0.5601 | 0.43423 | 0.0070342 | 0.0022462 | 0.0031302 | 0.003904 | 0 | 0.0065066 | 0.00052756 | 0 | 0.3 | 3 | 0.2 | 0.1625 | [64 empty] | 238.9574 | 69.8911 | 2.7642 | 241.3469 | 29.3542 | 8.2927 | 0.13539 | 0.030349 | 0.13982 | 0.012747
Service sector | Trade | Trade | 1980 - 1989 | 1.2408 | 1.2408 | 0.55376 | 0.015583 | 0.0049761 | 0.0069346 | 0.0086488 | 0 | 0.014415 | 0.0011688 | 0 | 0.25 | 2.5 | 0.15 | 0.15625 | [64 empty] | 236.975 | 75.4823 | 2.7642 | 239.3447 | 31.7026 | 8.2927 | 0.29748 | 0.041799 | 0.30728 | 0.017556
Service sector | Trade | Trade | 1990 - 1999 | 1.2925 | 1.2925 | 0.56284 | 0.016233 | 0.0051835 | 0.0072236 | 0.0090092 | 0 | 0.015015 | 0.0012175 | 0 | 0.2 | 1.7 | 0.1 | 0.15313 | [64 empty] | 217.654 | 81.0736 | 2.7642 | 219.8306 | 34.0509 | 8.2927 | 0.2849 | 0.045631 | 0.29486 | 0.019165
Service sector | Trade | Trade | 2000 - 2010 | 1.3701 | 1.3701 | 0.57645 | 0.017207 | 0.0054945 | 0.007657 | 0.0095497 | 0 | 0.015916 | 0.0012905 | 0 | 0.19 | 0.9 | 0.115 | 0.15156 | [64 empty] | 187.7958 | 81.8844 | 2.7642 | 189.6737 | 34.3914 | 8.2927 | 0.26109 | 0.047202 | 0.27123 | 0.019825
Service sector | Trade | Trade | Post 2010 | 1.1116 | 1.1116 | 0.19518 | 0.01396 | 0.0044578 | 0.0062123 | 0.0077479 | 0 | 0.012913 | 0.001047 | 0 | 0.18 | 1.3 | 0.13 | 0.15 | [64 empty] | 186.3928 | 56.3658 | 2.7642 | 188.2568 | 23.6736 | 8.2927 | 0.21027 | 0.011001 | 0.21848 | 0.0046205
Service sector | Education | Education |  |  |  |  | 0.027 | 0.027 | 0.026202 | 0.00079806 | 0
Service sector | Education | Education | Before 1945 | 16.8117 | 16.8117 | 3.2877 | 0.0072588 | 0.0072588 | 0.007041 | 0.00021776 | 0 | 0.0060538 | 0.001205 | 0 | 0.6 | 3.2 | 0.3 | 0.2 | [64 empty] | 180.8573 | 55.3593 | 1.0147 | 182.6659 | 23.2509 | 3.0441 | 3.0576 | 0.18201 | 3.1221 | 0.076443
Service sector | Education | Education | 1945 - 1969 | 24.0414 | 24.0414 | 4.5572 | 0.01038 | 0.01038 | 0.010069 | 0.00031141 | 0 | 0.0086572 | 0.0017231 | 0 | 0.4 | 3.1 | 0.4 | 0.175 | [64 empty] | 136.1767 | 60.3416 | 1.0147 | 137.5385 | 25.3435 | 3.0441 | 3.2983 | 0.27499 | 3.3798 | 0.10549
Service sector | Education | Education | 1970 - 1979 | 7.6346 | 7.6346 | 1.6764 | 0.0032964 | 0.0032964 | 0.0031975 | 9.8892e-05 | 0 | 0.0027492 | 0.0005472 | 0 | 0.3 | 3 | 0.2 | 0.1625 | [64 empty] | 125.9597 | 60.945 | 1.0147 | 127.2193 | 25.5969 | 3.0441 | 0.9694 | 0.10217 | 0.99451 | 0.042911
Service sector | Education | Education | 1980 - 1989 | 5.4804 | 5.4804 | 1.2982 | 0.0023663 | 0.0023663 | 0.0022953 | 7.0988e-05 | 0 | 0.0019735 | 0.0003928 | 0 | 0.25 | 2.5 | 0.15 | 0.15625 | [64 empty] | 122.2998 | 52.7174 | 1.0147 | 123.5228 | 22.1413 | 3.0441 | 0.67581 | 0.068435 | 0.69364 | 0.028743
Service sector | Education | Education | 1990 - 1999 | 3.8259 | 3.8259 | 1.0077 | 0.0016519 | 0.0016519 | 0.0016024 | 4.9558e-05 | 0 | 0.0013777 | 0.00027422 | 0 | 0.2 | 1.7 | 0.1 | 0.15313 | [64 empty] | 116.9625 | 44.4898 | 1.0147 | 118.1322 | 18.6857 | 3.0441 | 0.45137 | 0.044831 | 0.46361 | 0.018829
Service sector | Education | Education | 2000 - 2010 | 3.8173 | 3.8173 | 1.0061 | 0.0016482 | 0.0016482 | 0.0015988 | 4.9446e-05 | 0 | 0.0013746 | 0.0002736 | 0 | 0.19 | 0.9 | 0.115 | 0.15156 | [64 empty] | 106.4862 | 50.7184 | 1.0147 | 107.5511 | 21.3017 | 3.0441 | 0.41037 | 0.05103 | 0.42218 | 0.021433
Service sector | Education | Education | Post 2010 | 0.92202 | 0.92202 | 0.49778 | 0.0003981 | 0.0003981 | 0.0003981 | 0 | 0 | 0.00033201 | 6.6084e-05 | 0 | 0.18 | 1.3 | 0.13 | 0.15 | [64 empty] | 103.9091 | 45.9884 | 1.0147 | 104.9482 | 19.3151 | 3.0441 | 0.096741 | 0.022892 | 0.099571 | 0.0096146
Service sector | Health | Health |  |  |  |  | 0.015 | 0.015 | 0.9 | 0.006 | 0
Service sector | Health | Health | Before 1945 | 3.4899 | 3.4899 | 0.94865 | 0.0023108 | 0.0023108 | 0.13865 | 0.00092431 | 0 | 0.0019272 | 0.00038359 | 0 | 0.6 | 3.2 | 0.3 | 0.2 | [64 empty] | 277.3857 | 55.3593 | 6.3682 | 280.1596 | 23.2509 | 19.1047 | 0.99027 | 0.052517 | 1.0444 | 0.022057
Service sector | Health | Health | 1945 - 1969 | 6.1439 | 6.1439 | 1.4147 | 0.0040681 | 0.0040681 | 0.24409 | 0.0016272 | 0 | 0.0033928 | 0.0006753 | 0 | 0.4 | 3.1 | 0.4 | 0.175 | [64 empty] | 249.3269 | 51.4841 | 6.3682 | 251.8202 | 21.6233 | 19.1047 | 1.571 | 0.072832 | 1.6645 | 0.03059
Service sector | Health | Health | 1970 - 1979 | 2.1715 | 2.1715 | 0.71716 | 0.0014378 | 0.0014378 | 0.086269 | 0.00057512 | 0 | 0.0011991 | 0.00023868 | 0 | 0.3 | 3 | 0.2 | 0.1625 | [64 empty] | 230.8752 | 51.9989 | 6.3682 | 233.184 | 21.8396 | 19.1047 | 0.51517 | 0.037292 | 0.54784 | 0.015663
Service sector | Health | Health | 1980 - 1989 | 3.8518 | 3.8518 | 1.0122 | 0.0025504 | 0.0025504 | 0.15302 | 0.0010202 | 0 | 0.002127 | 0.00042337 | 0 | 0.25 | 2.5 | 0.15 | 0.15625 | [64 empty] | 225.0805 | 46.0191 | 6.3682 | 227.3313 | 19.328 | 19.1047 | 0.89149 | 0.04658 | 0.94922 | 0.019564
Service sector | Health | Health | 1990 - 1999 | 3.7225 | 3.7225 | 0.9895 | 0.0024648 | 0.0024648 | 0.14789 | 0.00098593 | 0 | 0.0020557 | 0.00040916 | 0 | 0.2 | 1.7 | 0.1 | 0.15313 | [64 empty] | 217.4558 | 40.0392 | 6.3682 | 219.6303 | 16.8165 | 19.1047 | 0.83319 | 0.039619 | 0.8887 | 0.01664
Service sector | Health | Health | 2000 - 2010 | 2.6282 | 2.6282 | 0.79735 | 0.0017402 | 0.0017402 | 0.10441 | 0.00069608 | 0 | 0.0014513 | 0.00028887 | 0 | 0.19 | 0.9 | 0.115 | 0.15156 | [64 empty] | 201.9014 | 45.2443 | 6.3682 | 203.9205 | 19.0026 | 19.1047 | 0.54737 | 0.036076 | 0.58615 | 0.015152
Service sector | Health | Health | Post 2010 | 0.64627 | 0.64627 | 0.11347 | 0.00042792 | 0.00042792 | 0.025675 | 0.00017117 | 0 | 0.00035688 | 7.1035e-05 | 0 | 0.18 | 1.3 | 0.13 | 0.15 | [64 empty] | 196.2287 | 41.7409 | 6.3682 | 198.191 | 17.5312 | 19.1047 | 0.13093 | 0.0047365 | 0.14043 | 0.0019893
Service sector | Hotels and Restaurants | Hotels and Restaurants |  |  |  |  | 0.015 | 0.015 | 0.0071745 | 0.0078255 | 0
Service sector | Hotels and Restaurants | Hotels and Restaurants | Before 1945 | 2.1456 | 2.1456 | 0.37674 | 0.0030218 | 0.0030218 | 0.0014453 | 0.0015765 | 0 | 0.0025202 | 0.00050163 | 0 | 0.6 | 3.2 | 0.3 | 0.2 | [64 empty] | 197.1741 | 55.3593 | 3.1841 | 199.1459 | 23.2509 | 9.5523 | 0.42989 | 0.020856 | 0.44779 | 0.0087595
Service sector | Hotels and Restaurants | Hotels and Restaurants | 1945 - 1969 | 2.5162 | 2.5162 | 0.4418 | 0.0035437 | 0.0035437 | 0.0016949 | 0.0018487 | 0 | 0.0029554 | 0.00058825 | 0 | 0.4 | 3.1 | 0.4 | 0.175 | [64 empty] | 163.4731 | 53.6985 | 3.1841 | 165.1078 | 22.5534 | 9.5523 | 0.41934 | 0.023724 | 0.43947 | 0.009964
Service sector | Hotels and Restaurants | Hotels and Restaurants | 1970 - 1979 | 1.2753 | 1.2753 | 0.22392 | 0.0017961 | 0.0017961 | 0.00085908 | 0.00093703 | 0 | 0.001498 | 0.00029816 | 0 | 0.3 | 3 | 0.2 | 0.1625 | [64 empty] | 153.866 | 54.2355 | 3.1841 | 155.4046 | 22.7789 | 9.5523 | 0.20029 | 0.012145 | 0.21037 | 0.0051007
Service sector | Hotels and Restaurants | Hotels and Restaurants | 1980 - 1989 | 1.6889 | 1.6889 | 0.29655 | 0.0023786 | 0.0023786 | 0.0011377 | 0.0012409 | 0 | 0.0019838 | 0.00039485 | 0 | 0.25 | 2.5 | 0.15 | 0.15625 | [64 empty] | 151.7311 | 47.9984 | 3.1841 | 153.2484 | 20.1593 | 9.5523 | 0.26164 | 0.014234 | 0.27496 | 0.0059782
Service sector | Hotels and Restaurants | Hotels and Restaurants | 1990 - 1999 | 1.5166 | 1.5166 | 0.26629 | 0.0021359 | 0.0021359 | 0.0010216 | 0.0011143 | 0 | 0.0017814 | 0.00035456 | 0 | 0.2 | 1.7 | 0.1 | 0.15313 | [64 empty] | 142.5052 | 41.7613 | 3.1841 | 143.9303 | 17.5397 | 9.5523 | 0.22095 | 0.011121 | 0.23277 | 0.0046706
Service sector | Hotels and Restaurants | Hotels and Restaurants | 2000 - 2010 | 1.2064 | 1.2064 | 0.21182 | 0.001699 | 0.001699 | 0.00081265 | 0.00088638 | 0 | 0.001417 | 0.00028204 | 0 | 0.19 | 0.9 | 0.115 | 0.15156 | [64 empty] | 127.6371 | 47.1903 | 3.1841 | 128.9135 | 19.8199 | 9.5523 | 0.15782 | 0.0099958 | 0.16704 | 0.0041983
Service sector | Hotels and Restaurants | Hotels and Restaurants | Post 2010 | 0.30159 | 0.30159 | 0.052955 | 0.00042476 | 0.00042476 | 0.00020316 | 0.0002216 | 0 | 0.00035425 | 7.051e-05 | 0 | 0.18 | 1.3 | 0.13 | 0.15 | [64 empty] | 126.0817 | 43.5124 | 3.1841 | 127.3425 | 18.2752 | 9.5523 | 0.038986 | 0.0023042 | 0.041287 | 0.00096776
Service sector | Other non-residential buildings | Other non-residential buildings |  |  |  |  | 0.001 | 0.001 | 0.0004 | 0.0006 | 0
Service sector | Other non-residential buildings | Other non-residential buildings | Before 1945 | 4.5584 | 4.5584 | 1.1363 | 0.00018752 | 0.00018752 | 7.5009e-05 | 0.00011251 | 0 | 0.00015639 | 3.1129e-05 | 0 | 0.6 | 3.2 | 0.3 | 0.2 | [64 empty] | 201.139 | 55.3593 | 2.3443 | 203.1504 | 23.2509 | 7.033 | 0.92755 | 0.062903 | 0.9581 | 0.026419
Service sector | Other non-residential buildings | Other non-residential buildings | 1945 - 1969 | 6.1439 | 6.1439 | 1.4147 | 0.00025275 | 0.00025275 | 0.0001011 | 0.00015165 | 0 | 0.00021079 | 4.1956e-05 | 0 | 0.4 | 3.1 | 0.4 | 0.175 | [64 empty] | 129.162 | 57.4352 | 2.3443 | 130.4536 | 24.1228 | 7.033 | 0.80796 | 0.081251 | 0.8447 | 0.034125
Service sector | Other non-residential buildings | Other non-residential buildings | 1970 - 1979 | 2.1715 | 2.1715 | 0.71716 | 8.933e-05 | 8.933e-05 | 3.5732e-05 | 5.3598e-05 | 0 | 7.4501e-05 | 1.4829e-05 | 0 | 0.3 | 3 | 0.2 | 0.1625 | [64 empty] | 92.7161 | 59.5112 | 2.3443 | 93.6432 | 24.9947 | 7.033 | 0.20642 | 0.042679 | 0.21862 | 0.017925
Service sector | Other non-residential buildings | Other non-residential buildings | 1980 - 1989 | 3.8518 | 3.8518 | 1.0122 | 0.00015845 | 0.00015845 | 6.3382e-05 | 9.5073e-05 | 0 | 0.00013215 | 2.6303e-05 | 0 | 0.25 | 2.5 | 0.15 | 0.15625 | [64 empty] | 69.3846 | 63.6631 | 2.3443 | 70.0784 | 26.7385 | 7.033 | 0.27628 | 0.06444 | 0.29702 | 0.027065
Service sector | Other non-residential buildings | Other non-residential buildings | 1990 - 1999 | 3.7225 | 3.7225 | 0.9895 | 0.00015314 | 0.00015314 | 6.1255e-05 | 9.1882e-05 | 0 | 0.00012772 | 2.5421e-05 | 0 | 0.2 | 1.7 | 0.1 | 0.15313 | [64 empty] | 57.8713 | 66.2097 | 2.3443 | 58.45 | 27.8081 | 7.033 | 0.22415 | 0.065515 | 0.24376 | 0.027516
Service sector | Other non-residential buildings | Other non-residential buildings | 2000 - 2010 | 2.6282 | 2.6282 | 0.79735 | 0.00010812 | 0.00010812 | 4.3247e-05 | 6.4871e-05 | 0 | 9.017e-05 | 1.7948e-05 | 0 | 0.19 | 0.9 | 0.115 | 0.15156 | [64 empty] | 41.219 | 68.0868 | 2.3443 | 41.6312 | 28.5965 | 7.033 | 0.11449 | 0.054289 | 0.1279 | 0.022801
Service sector | Other non-residential buildings | Other non-residential buildings | Post 2010 | 1.2322 | 1.2322 | 0.21636 | 5.0691e-05 | 5.0691e-05 | 2.0276e-05 | 3.0415e-05 | 0 | 4.2276e-05 | 8.4147e-06 | 0 | 0.18 | 1.3 | 0.13 | 0.15 | [64 empty] | 23.1943 | 69.964 | 2.3443 | 23.4262 | 29.3849 | 7.033 | 0.031469 | 0.015137 | 0.037533 | 0.0063577
0.001
0.3299%
Estimated
Following information have been retrieved by experts questioning and relate to Northern Europe (Denmark, Finland, Sweden, Estonia, Latvia and Llithuania).
OFFICES
Construction materials:
Walls: in the majority of the cases BRICKS were used and INSULATION is present only in few cases.
Windows: about 50% of the frames are made of SYNTHETIC/PVC material and the other 50% of ALUMINIUM. LOW-EMITTANCE GLASS is present only in few cases.
Roofs: in the majority of the cases CONCRETE and BRICKS were used and INSULATION is most times not present.
Floors: in the majority of the cases CONCRETE was used and INSULATION is present only in few cases.
Construction methodologies:
Walls: the most common methodology is HONEYCOMB BRICKS/HOLLOW BLOCK WALL.
Windows: DOUBLE GLAZING is the most common.
Roofs: FLAT ROOF is the most common.
Floors: CONCRETE SLAB is the most common.
TRADE
Construction materials:
Walls: in the majority of the cases BRICKS were used and INSULATION is present only in few cases.
Windows: about 50% of the frames are made of SYNTHETIC/PVC material and the other 50% of ALUMINIUM. LOW-EMITTANCE GLASS is present only in few cases.
Roofs: in the majority of the cases CONCRETE and BRICKS were used and INSULATION is most times not present.
Floors: in the majority of the cases CONCRETE was used and INSULATION is present only in few cases.
Construction methodologies:
Walls: the most common methodology is HONEYCOMB BRICKS/HOLLOW BLOCK WALL.
Windows: SINGLE AND DOUBLE GLAZING are the most common.
Roofs: FLAT ROOF is the most common.
Floors: CONCRETE SLAB is the most common.
EDUCATION
Construction materials:
Walls: in the majority of the cases BRICKS and CONCRETE were used and INSULATION is present only in few cases.
Windows: about 50% of the frames are made of SYNTHETIC/PVC material and the other 50% of ALUMINIUM. LOW-EMITTANCE GLASS is present only in few cases.
Roofs: in the majority of the cases CONCRETE and BRICKS were used and INSULATION is most times not present.
Floors: in the majority of the cases CONCRETE was used and INSULATION is present only in few cases.
Construction methodologies:
Walls: the most common methodology is HONEYCOMB BRICKS/HOLLOW BLOCK WALL.
Windows: DOUBLE GLAZING is the most common.
Roofs: FLAT ROOF is the most common.
Floors: CONCRETE SLAB is the most common.
HEALTH
Construction materials:
Walls: in the majority of the cases BRICKS were used and INSULATION is present only in few cases.
Windows: about 50% of the frames are made of SYNTHETIC/PVC material and the other 50% of ALUMINIUM. LOW-EMITTANCE GLASS is present only in few cases.
Roofs: in the majority of the cases CONCRETE ans BRICKS were used and INSULATION is most times not present.
Floors: in the majority of the cases CONCRETE was used and INSULATION is present only in few cases.
Construction methodologies:
Walls: the most common methodology is HONEYCOMB BRICKS/HOLLOW BLOCK WALL.
Windows: SINGLE AND DOUBLE GLAZING are the most common.
Roofs: FLAT ROOF is the most common.
Floors: CONCRETE SLAB is the most common.
HOTELS AND RESTAURANTS
Construction materials:
Walls: in the majority of the cases BRICKS were used and INSULATION is present only in few cases.
Windows: about 50% of the frames are made of SYNTHETIC/PVC material and the other 50% of ALUMINIUM. LOW-EMITTANCE GLASS is present only in few cases.
Roofs: in the majority of the cases CONCRETE ans BRICKS were used and INSULATION is most times not present.
Floors: in the majority of the cases CONCRETE was used and INSULATION is present only in few cases.
Construction methodologies:
Walls: the most common methodology is HONEYCOMB BRICKS/HOLLOW BLOCK WALL.
Windows: DOUBLE GLAZING are the most common.
Roofs: FLAT ROOF is the most common.
Floors: CONCRETE SLAB is the most common.
OTHER NON RESIDENTIAL BUILDINGS
Construction materials:
Walls: in the majority of the cases BRICKS were used and INSULATION is present only in few cases.
Windows: about 50% of the frames are made of SYNTHETIC/PVC material and the other 50% of ALUMINIUM. LOW-EMITTANCE GLASS is present only in few cases.
Roofs: in the majority of the cases CONCRETE ans BRICKS were used and INSULATION is most times not present.
Floors: in the majority of the cases CONCRETE was used and INSULATION is present only in few cases.
Construction methodologies:
Walls: the most common methodology is HONEYCOMB BRICKS/HOLLOW BLOCK WALL.
Windows: SINGLE AND DOUBLE GLAZING are the most common.
Roofs: FLAT ROOF is the most common.
Floors: CONCRETE SLAB is the most common.
Following information have been retrieved by experts questioning and relate to Northern Europe (Denmark, Finland, Sweden, Estonia, Latvia and Llithuania).
OFFICES
Space heating:
The most common technologies are:
- condensing boiler, central, gas
- district heating
- heat pumps, electricity.
Space cooling:
Not present in most of the cases.
DHW:
The most common technologies are:
- condensing boiler, central, gas
- district heating
- heat pumps, electricity.
TRADE
Space heating:
The most common technologies are:
- condensing boiler, central, gas
- district heating
- heat pumps, electricity.
Space cooling:
Not present in most of the cases.
DHW:
The most common technologies are:
- condensing boiler, central, gas
- district heating
- heat pumps, electricity.
EDUCATION
Space heating:
The most common technologies are:
- condensing boiler, central, gas
- district heating
- heat pumps, electricity.
Space cooling:
Not present in most of the cases.
DHW:
The most common technologies are:
- condensing boiler, central, gas
- district heating
- heat pumps, electricity.
HEALTH
Space heating:
The most common technologies are:
- condensing boiler, central, gas
- district heating
- heat pumps, electricity.
Space cooling:
Present in most of the cases.
DHW:
The most common technologies are:
- condensing boiler, central, gas
- district heating
- heat pumps, electricity.
HOTELS AND RESTAURANTS
Space heating:
The most common technologies are:
- condensing boiler, central, gas
- district heating
- heat pumps, electricity.
Space cooling:
Not present in most of the cases.
DHW:
The most common technologies are:
- condensing boiler, central, gas
- district heating
- heat pumps, electricity.
OTHER NON RESIDENTIAL BUILDINGS
Space heating:
The most common technologies are:
- condensing boiler, central, gas
- district heating
- heat pumps, electricity.
Space cooling:
Not present in most of the cases.
DHW:
The most common technologies are:
- condensing boiler, central, gas
- district heating
- heat pumps, electricity.
Note on U2: TABULA, TABULA WebTool, 2017 http://webtool.building-typology.eu/#bm
Note on AF2: TABULA, TABULA WebTool, 2017 http://webtool.building-typology.eu/#bm
Note on AN2: TABULA, TABULA WebTool, 2017 http://webtool.building-typology.eu/#bm
Note on AU2: TABULA, TABULA WebTool, 2017 http://webtool.building-typology.eu/#bm
Note on BD2: SPezzutto: TABULA, TABULA WebTool, 2017 http://webtool.building-typology.eu/#bm
Note on BR2: SPezzutto: TABULA, TABULA WebTool, 2017 http://webtool.building-typology.eu/#bm
Note on BT2: SPezzutto: TABULA, TABULA WebTool, 2017 http://webtool.building-typology.eu/#bm

## United Kingdom
[19 empty] | WALLS | [10 empty] | WINDOWS | [7 empty] | ROOF | [6 empty] | FLOOR | [8 empty] | SPACE HEATING | [13 empty] | SPACE COOLING |  | DHW
|  |  |  | Area |  |  |  |  | Tenure/ownership status and distribution |  |  | Occupancy |  |  | Construction features (U-values) |  |  |  | construction material |  |  |  | construction methodology | [6 empty] | construction material |  |  | construction methodology |  |  |  |  | construction material | [6 empty] | construction material |  |  |  | construction methodology |  |  |  |  | individual | central | district heating | boiler |  | combined | stove | electric heating | heat pump | fossil fuels |  |  | electricity | biomass | no space cooling | space cooling | individual | central | district heating | boiler |  | Combined | Solar collectors | heat pump | fossil fuels |  |  | electricity | biomass | Useful energy demand |  |  | Final energy consumption |  |  | Total useful energy demand |  | Total final energy consumption
Sector | Subsector | Building type | Buidling age class | Covered area: constructed [Mm²] | Covered area: heated [Mm²] | Covered area: cooled [Mm²] | Number of dwellings/units [Mil.] | Number of buildings [Mil.] | Owner occupied - dwellings/units [Mil.] | Private rented - dwellings/units [Mil.] | Social housing - dwellings/units [Mil.] | Occupied [Mil.] | Vacant [Mil.] | Secondary dwellings/ units and others [Mil.] | Walls | Windows | Roof | Floor | brick | concrete | wood | other | solid wall |  | cavity wall |  | honeycomb bricks / hollow blocks wall |  | other | wood | synthetic / pvc | aluminium | single glazing | double glazing |  | triple glazing |  | wood | concrete | concrete + bricks | tilted roof |  | flat roof |  | wood | concrete | concrete + bricks | other | concrete slab |  | wooden floor (rafters + boards) |  | other |  |  |  | non-condensing | condensing |  |  |  |  | solid | liquid | gas | [7 empty] | non-condensing | condensing |  |  |  | solid | liquid | gas |  |  | Space heating [kWh/m² year] | Space cooling [kWh/m² year] | Domestic hot water [kWh/m² year] | Space heating [kWh/m² year] | Space cooling [kWh/m² year] | Domestic hot water [kWh/m² year] | Space heating+Domestic hot water [TWh/year] | Space cooling [TWh/year] | Space heating+Domestic hot water [TWh/year] | Space cooling [TWh/year]
|  |  |  | 72.8899 | [19 empty] | insulation |  | insulation |  | insulation | [6 empty] | low-e |  | low-e |  |  |  |  | insulation |  | insulation | [5 empty] | insulation |  | insulation
Residential sector | Total | Total |  | 2215.0195 |  |  | 30.3886 | 17.63 | 19.6918 | 5.1964 | 5.5003 | 2.954 | 27.4346
Residential sector | Total | Total | Before 1945 | 680.6042 | 608.1455 | 13.8835 | 9.3138 | 5.13 | 6.0354 | 1.5927 | 1.6858 | 7.6 | 1.099 | 0.89345 | 2.0922 | 4.8 | 2.3026 | 0.55708 | 100% |  |  |  | 100% | [6 empty] | 100% |  |  | 100% |  |  |  |  | 100% |  |  | 100% |  |  |  |  | 100% |  |  | 100% | [5 empty] | Most widespread technology |  | Most widespread technology | [6 empty] | Most widespread fuel |  |  |  | Most widespread technology |  |  | Most widespread technology |  | Most widespread technology | [5 empty] | Most widespread fuel |  |  |  | 190.1777 | 23.6818 | 12.9898 | 241.9821 | 3.5073 | 37.9704 | 124.5327 | 0.32879 | 173.3332 | 0.048693 | 680.6042 | 79.51% | 17.88% | 2.612% | 100% |  | 13.57% | 17.58% | 9.721% | 2.59%
Residential sector | Total | Total | 1945 - 1969 | 436.2151 | 389.1128 | 9.4049 | 5.9913 | 3.47 | 3.8823 | 1.0245 | 1.0844 | 4.99 | 0.70697 | 0.73396 | 1.6 | 4.375 | 1.911 | 0.45776 | 100% |  |  |  | 100% | [6 empty] | 100% |  |  | 100% |  |  |  |  | 97.24% | 2.761% |  | 97.24% |  | 2.761% |  |  | 100% |  |  | 100% | [5 empty] | Most widespread technology |  | Most widespread technology | [6 empty] | Most widespread fuel |  |  |  | Most widespread technology |  |  | Most widespread technology |  | Most widespread technology | [5 empty] | Most widespread fuel |  |  |  | 177.2707 | 22.7857 | 13.0216 | 225.5592 | 3.3746 | 38.0634 | 74.6946 | 0.2143 | 104.3718 | 0.031737 | 436.2151 | 87.76% | 9.478% | 2.761% | 100% |  | 9.287% | 15.03% | 9.721% | 1.496%
Residential sector | Total | Total | 1970 - 1979 | 191.1813 | 170.053 | 4.2096 | 2.6294 | 1.55 | 1.7039 | 0.44964 | 0.47593 | 1.41 | 0.31027 | 0.90917 | 0.97401 | 3.95 | 1.5 | 0.40067 | 100% | [5 empty] | 100% |  |  |  |  | 100% |  |  | 100% |  |  |  |  | 97.18% | 2.818% |  | 97.18% |  | 2.818% |  |  | 100% |  |  | 100% | [5 empty] | Most widespread technology |  | Most widespread technology | [6 empty] | Most widespread fuel |  |  |  | Most widespread technology |  |  | Most widespread technology |  | Most widespread technology | [5 empty] | Most widespread fuel |  |  |  | 109.062 | 25.2452 | 12.9755 | 138.7705 | 3.7388 | 37.9287 | 21.0631 | 0.10627 | 30.8496 | 0.015739 | 191.1813 | 75.81% | 21.38% | 2.818% | 100% |  | 5.389% | 8.316% | 3.074% | 0.7823%
Residential sector | Total | Total | 1980 - 1989 | 135.2912 | 120.0258 | 3.1866 | 1.8934 | 1.17 | 1.2269 | 0.32377 | 0.3427 | 1.46 | 0.22342 | 0.20997 | 0.66064 | 3.1149 | 0.4 | 0.38199 | 100% | [5 empty] | 100% |  |  |  |  | 100% |  |  | 100% |  |  |  |  | 96.46% | 3.537% |  | 96.46% |  | 3.537% |  |  | 100% |  |  | 100% | [5 empty] | Most widespread technology |  | Most widespread technology | [6 empty] | Most widespread fuel |  |  |  | Most widespread technology |  |  | Most widespread technology |  | Most widespread technology | [5 empty] | Most widespread fuel |  |  |  | 102.7266 | 34.5947 | 12.98 | 130.7094 | 5.1235 | 37.9419 | 14.122 | 0.11024 | 20.8217 | 0.016326 | 135.2912 | 76.98% | 19.49% | 3.537% | 100% |  | 4.199% | 6.75% | 3.661% | 0.8843%
Residential sector | Total | Total | 1990 - 1999 | 132.1234 | 117.0903 | 3.1286 | 1.803 | 1.14 | 1.1683 | 0.30831 | 0.32634 | 1.63 | 0.081327 | 0.04 | 0.49863 | 2.4906 | 0.34938 | 0.36643 | 100% | [5 empty] | 100% |  |  |  |  | 100% |  |  | 100% |  |  |  |  | 97.5% | 2.498% |  | 97.5% |  | 2.498% |  |  | 100% |  |  | 100% | [5 empty] | Most widespread technology |  | Most widespread technology | [6 empty] | Most widespread fuel |  |  |  | Most widespread technology |  |  | Most widespread technology |  | Most widespread technology | [5 empty] | Most widespread fuel |  |  |  | 97.181 | 35.0475 | 12.9871 | 123.6531 | 5.1905 | 37.9627 | 13.131 | 0.10965 | 19.4943 | 0.016239 | 132.1234 | 78.82% | 18.68% | 2.498% | 100% |  | 4.563% | 8.224% | 2.316% | 0.7954%
Residential sector | Total | Total | 2000 - 2010 | 366.6969 | 327.157 | 8.1324 | 5.0461 | 2.9 | 3.2698 | 0.86288 | 0.91334 | 4.26 | 0.59544 | 0.63517 | 0.35035 | 2.1561 | 0.20142 | 0.23 | 100% | [5 empty] | 100% | 100% |  |  |  | 100% |  |  |  | 100% |  |  |  | 97.16% | 2.839% |  | 97.16% |  | 2.839% |  |  | 100% |  |  | 100% | [5 empty] | Most widespread technology |  | Most widespread technology | [6 empty] | Most widespread fuel |  |  |  | Most widespread technology |  |  | Most widespread technology |  | Most widespread technology | [5 empty] | Most widespread fuel |  |  |  | 85.636 | 35.9381 | 13.0013 | 108.9632 | 5.3224 | 38.004 | 32.82 | 0.29226 | 49.584 | 0.043284 | 366.6969 | 82.49% | 14.67% | 2.839% | 100% |  | 11.07% | 18.83% | 2.033% | 2.217%
Residential sector | Total | Total | Post 2010 | 272.9073 | 243.2059 | 6.4184 | 3.7116 | 2.27 | 2.4051 | 0.63468 | 0.6718 | 3.3 | 0.43797 | 0.45493 | 0.28 | 1.85 | 0.16 | 0.21 | 100% | [5 empty] | 100% | 100% |  |  |  | 100% |  |  |  | 100% |  |  |  | 97.64% | 2.36% |  | 97.64% |  | 2.36% |  |  | 100% |  |  | 100% | [5 empty] | Most widespread technology |  | Most widespread technology | [6 empty] | Most widespread fuel |  |  |  | Most widespread technology |  |  | Most widespread technology |  | Most widespread technology | [5 empty] | Most widespread fuel |  |  |  | 42.0959 | 23.6498 | 13.0159 | 53.5629 | 3.5025 | 38.0468 | 13.8262 | -0.048206 | 23.41 | 0.01 | 272.9073 | 86.28% | 11.36% | 2.36% | 100% |  | 11.56% | 25.4% | 4.353% | 3.047%
Residential sector | Single family- Terraced houses | Single family- Terraced houses |  |  |  |  | 23.8965 | 15.42 | 15.4849 | 4.0863 | 4.3253
Residential sector | Single family- Terraced houses | Single family- Terraced houses | Before 1945 | 541.1553 | 484.0403 | 10.6209 | 7.117 | 4.29 | 4.6118 | 1.217 | 1.2882 | 5.55 | 0.83981 | 0.72721 | 2.1 | 4.8 | 2.3 | 0.545 | 100% |  |  |  | 100% | [6 empty] | 100% |  |  | 100% |  |  |  |  | 100% |  |  | 100% |  |  |  |  | 100% |  |  | 100% | [5 empty] | Most widespread technology |  | Most widespread technology | [6 empty] | Most widespread fuel |  |  |  | Most widespread technology |  |  | Most widespread technology |  | Most widespread technology | [5 empty] | Most widespread fuel |  |  |  | 210.5354 | 23.69 | 13.0688 | 267.8852 | 3.5085 | 38.2014 | 108.9919 | 0.25161 | 150.6702 | 0.037263
Residential sector | Single family- Terraced houses | Single family- Terraced houses | 1945 - 1969 | 382.8246 | 342.0385 | 7.7175 | 5.0424 | 3.12 | 3.2675 | 0.86226 | 0.91268 | 3.96 | 0.59501 | 0.48744 | 1.6 | 4.375 | 1.9 | 0.475 | 100% |  |  |  | 100% | [6 empty] | 100% |  |  | 100% |  |  |  |  | 100% |  |  | 100% |  |  |  |  | 100% |  |  | 100% | [5 empty] | Most widespread technology |  | Most widespread technology | [6 empty] | Most widespread fuel |  |  |  | Most widespread technology |  |  | Most widespread technology |  | Most widespread technology | [5 empty] | Most widespread fuel |  |  |  | 189.5671 | 22.4673 | 13.0688 | 241.2052 | 3.3274 | 38.2014 | 69.8544 | 0.17339 | 97.1259 | 0.025679
Residential sector | Single family- Terraced houses | Single family- Terraced houses | 1970 - 1979 | 144.9266 | 129.366 | 3.3629 | 1.91 | 1.36 | 1.2377 | 0.32662 | 0.34572 | 0.88 | 0.22538 | 0.80466 | 0.975 | 3.95 | 1.5 | 0.44 | 100% | [5 empty] | 100% |  |  |  |  | 100% |  |  | 100% |  |  |  |  | 100% |  |  | 100% |  |  |  |  | 100% |  |  | 100% | [5 empty] | Most widespread technology |  | Most widespread technology | [6 empty] | Most widespread fuel |  |  |  | Most widespread technology |  |  | Most widespread technology |  | Most widespread technology | [5 empty] | Most widespread fuel |  |  |  | 128.1506 | 23.1413 | 13.0688 | 163.0588 | 3.4272 | 38.2014 | 18.4844 | 0.077822 | 26.6307 | 0.011525
Residential sector | Single family- Terraced houses | Single family- Terraced houses | 1980 - 1989 | 104.1412 | 92.859 | 2.6164 | 1.3827 | 1.06 | 0.89602 | 0.23645 | 0.25028 | 1.1 | 0.16316 | 0.11958 | 0.6625 | 3.1 | 0.4 | 0.42 | 100% | [5 empty] | 100% |  |  |  |  | 100% |  |  | 100% |  |  |  |  | 100% |  |  | 100% |  |  |  |  | 100% |  |  | 100% | [5 empty] | Most widespread technology |  | Most widespread technology | [6 empty] | Most widespread fuel |  |  |  | Most widespread technology |  |  | Most widespread technology |  | Most widespread technology | [5 empty] | Most widespread fuel |  |  |  | 120.0344 | 34.9433 | 13.0688 | 152.7317 | 5.1751 | 38.2014 | 12.5193 | 0.091425 | 18.1609 | 0.01354
Residential sector | Single family- Terraced houses | Single family- Terraced houses | 1990 - 1999 | 104.1412 | 92.759 | 2.6164 | 1.368 | 1.05 | 0.88647 | 0.23393 | 0.24761 | 1.33 | 0.03 | 0.0080084 | 0.5 | 2.475 | 0.35 | 0.4 | 100% | [5 empty] | 100% |  |  |  |  | 100% |  |  | 100% |  |  |  |  | 100% |  |  | 100% |  |  |  |  | 100% |  |  | 100% | [5 empty] | Most widespread technology |  | Most widespread technology | [6 empty] | Most widespread fuel |  |  |  | Most widespread technology |  |  | Most widespread technology |  | Most widespread technology | [5 empty] | Most widespread fuel |  |  |  | 112.4181 | 34.9433 | 13.0688 | 143.0408 | 5.1751 | 38.2014 | 11.8008 | 0.091425 | 17.2467 | 0.01354
Residential sector | Single family- Terraced houses | Single family- Terraced houses | 2000 - 2010 | 302.4913 | 270.4022 | 6.247 | 3.9875 | 2.52 | 2.5839 | 0.68187 | 0.72174 | 3.11 | 0.47053 | 0.40699 | 0.35 | 2.165 | 0.2 | 0.23 | 100% | [5 empty] | 100% | 100% |  |  |  | 100% |  |  |  | 100% |  |  |  | 100% |  |  | 100% |  |  |  |  | 100% |  |  | 100% | [5 empty] | Most widespread technology |  | Most widespread technology | [6 empty] | Most widespread fuel |  |  |  | Most widespread technology |  |  | Most widespread technology |  | Most widespread technology | [5 empty] | Most widespread fuel |  |  |  | 97.0856 | 35.2928 | 13.0688 | 123.5317 | 5.2269 | 38.2014 | 30.2174 | 0.22047 | 44.9589 | 0.032652
Residential sector | Single family- Terraced houses | Single family- Terraced houses | Post 2010 | 235.4644 | 210.4064 | 5.0201 | 3.0887 | 2.02 | 2.0015 | 0.52817 | 0.55906 | 2.55 | 0.36447 | 0.17426 | 0.28 | 1.85 | 0.16 | 0.21 | 100% | [5 empty] | 100% | 100% |  |  |  | 100% |  |  |  | 100% |  |  |  | 100% |  |  | 100% |  |  |  |  | 100% |  |  | 100% | [5 empty] | Most widespread technology |  | Most widespread technology | [6 empty] | Most widespread fuel |  |  |  | Most widespread technology |  |  | Most widespread technology |  | Most widespread technology | [5 empty] | Most widespread fuel |  |  |  | 45.0271 | 23.6498 | 13.0688 | 57.2925 | 3.5025 | 38.2014 | 12.5633 | 0.11873 | 21.0498 | 0.01
Residential sector | Multifamily houses | Multifamily houses |  |  |  |  | 4.4735 | 1.75 | 2.8988 | 0.76496 | 0.8097 | 2.954 | 0.29745
Residential sector | Multifamily houses | Multifamily houses | Before 1945 | 121.6713 | 108.5502 | 2.9373 | 1.6002 | 0.7 | 1.0369 | 0.27363 | 0.28963 | 1.55 | 0.18882 | 0.14 | 2.1 | 4.8 | 2.3 | 0.4 | 100% |  |  |  | 100% | [6 empty] | 100% |  |  | 100% |  |  |  |  | 100% |  |  | 100% |  |  |  |  | 100% |  |  | 100% | [5 empty] | Most widespread technology |  | Most widespread technology | [6 empty] | Most widespread fuel |  |  |  | Most widespread technology |  |  | Most widespread technology |  | Most widespread technology | [5 empty] | Most widespread fuel |  |  |  | 111.1763 | 23.6498 | 12.6831 | 141.4608 | 3.5025 | 37.074 | 13.6234 | 0.069465 | 19.8664 | 0.010288
Residential sector | Multifamily houses | Multifamily houses | 1945 - 1969 | 41.3463 | 36.6513 | 1.467 | 0.5446 | 0.25 | 0.3529 | 0.093127 | 0.098573 | 0.7 | 0.064263 | 0.22 | 1.6 | 4.375 | 1.9 | 0.315 | 100% |  |  |  | 100% | [6 empty] | 100% |  |  | 100% |  |  |  |  | 100% |  |  | 100% |  |  |  |  | 100% |  |  | 100% | [5 empty] | Most widespread technology |  | Most widespread technology | [6 empty] | Most widespread fuel |  |  |  | Most widespread technology |  |  | Most widespread technology |  | Most widespread technology | [5 empty] | Most widespread fuel |  |  |  | 89.1017 | 25.0687 | 12.6831 | 113.373 | 3.7127 | 37.074 | 3.8021 | 0.036775 | 5.6881 | 0.0054464
Residential sector | Multifamily houses | Multifamily houses | 1970 - 1979 | 40.8678 | 36.223 | 0.74805 | 0.53861 | 0.15 | 0.34902 | 0.092103 | 0.097489 | 0.38 | 0.063556 | 0.095056 | 0.975 | 3.95 | 1.5 | 0.2725 | 100% | [5 empty] | 100% |  |  |  |  | 100% |  |  | 100% |  |  |  |  | 100% |  |  | 100% |  |  |  |  | 100% |  |  | 100% | [5 empty] | Most widespread technology |  | Most widespread technology | [6 empty] | Most widespread fuel |  |  |  | Most widespread technology |  |  | Most widespread technology |  | Most widespread technology | [5 empty] | Most widespread fuel |  |  |  | 49.2531 | 31.8373 | 12.6831 | 62.6696 | 4.7151 | 37.074 | 2.3145 | 0.023816 | 3.7852 | 0.0035272
Residential sector | Multifamily houses | Multifamily houses | 1980 - 1989 | 26.3653 | 23.2418 | 0.4826 | 0.35007 | 0.08 | 0.22684 | 0.059862 | 0.063362 | 0.22 | 0.041308 | 0.088759 | 0.6625 | 3.1 | 0.4 | 0.25125 | 100% | [5 empty] | 100% |  |  |  |  | 100% |  |  | 100% |  |  |  |  | 100% |  |  | 100% |  |  |  |  | 100% |  |  | 100% | [5 empty] | Most widespread technology |  | Most widespread technology | [6 empty] | Most widespread fuel |  |  |  | Most widespread technology |  |  | Most widespread technology |  | Most widespread technology | [5 empty] | Most widespread fuel |  |  |  | 44.8631 | 33.4292 | 12.6831 | 57.0839 | 4.9509 | 37.074 | 1.3891 | 0.016133 | 2.3042 | 0.0023893
Residential sector | Multifamily houses | Multifamily houses | 1990 - 1999 | 24.6824 | 21.7354 | 0.45179 | 0.32423 | 0.07 | 0.2101 | 0.055443 | 0.058686 | 0.21 | 0.038259 | 0.075971 | 0.5 | 2.475 | 0.35 | 0.24 | 100% | [5 empty] | 100% |  |  |  |  | 100% |  |  | 100% |  |  |  |  | 100% |  |  | 100% |  |  |  |  | 100% |  |  | 100% | [5 empty] | Most widespread technology |  | Most widespread technology | [6 empty] | Most widespread fuel |  |  |  | Most widespread technology |  |  | Most widespread technology |  | Most widespread technology | [5 empty] | Most widespread fuel |  |  |  | 40.4732 | 35.4349 | 12.6831 | 51.4981 | 5.2479 | 37.074 | 1.2048 | 0.016009 | 2.0344 | 0.002371
Residential sector | Multifamily houses | Multifamily houses | 2000 - 2010 | 53.7948 | 47.7939 | 1.6948 | 0.70914 | 0.3 | 0.45952 | 0.12126 | 0.12835 | 0.85 | 0.083678 | 0.22 | 0.35 | 2.165 | 0.2 | 0.23 | 100% | [5 empty] | 100% | 100% |  |  |  | 100% |  |  |  | 100% |  |  |  | 100% |  |  | 100% |  |  |  |  | 100% |  |  | 100% | [5 empty] | Most widespread technology |  | Most widespread technology | [6 empty] | Most widespread fuel |  |  |  | Most widespread technology |  |  | Most widespread technology |  | Most widespread technology | [5 empty] | Most widespread fuel |  |  |  | 31.6933 | 38.9784 | 12.6831 | 40.3265 | 5.7727 | 37.074 | 2.2091 | 0.066062 | 3.9218 | 0.0097837
Residential sector | Multifamily houses | Multifamily houses | Post 2010 | 31.0015 | 27.3916 | 1.2776 | 0.40667 | 0.2 | 0.26352 | 0.06954 | 0.073607 | 0.6 | 0.047987 | 0.24 | 0.28 | 1.85 | 0.16 | 0.21 | 100% | [5 empty] | 100% | 100% |  |  |  | 100% |  |  |  | 100% |  |  |  | 100% |  |  | 100% |  |  |  |  | 100% |  |  | 100% | [5 empty] | Most widespread technology |  | Most widespread technology | [6 empty] | Most widespread fuel |  |  |  | Most widespread technology |  |  | Most widespread technology |  | Most widespread technology | [5 empty] | Most widespread fuel |  |  |  | 23.6629 | 23.6498 | 12.6831 | 30.1087 | 3.5025 | 37.074 | 1.0534 | 0.030215 | 1.9741 | 0.0044749
Residential sector | Appartment blocks | Appartment blocks |  | -256.12 |  |  | 2.0186 | 0.46 | 1.308 | 0.34518 | 0.36536 | 1.836 | 0.18255
Residential sector | Appartment blocks | Appartment blocks | Before 1945 | 17.7776 | 15.5549 | 0.3254 | 0.59664 | 0.14 | 0.38662 | 0.10203 | 0.10799 | 0.5 | 0.070404 | 0.026239 | 1.8 | 4.8 | 2.4 | 2 | 100% |  |  |  | 100% | [6 empty] | 100% |  |  | 100% |  |  |  |  | 100% |  |  | 100% |  |  |  |  | 100% |  |  | 100% | [5 empty] | Most widespread technology |  | Most widespread technology | [6 empty] | Most widespread fuel |  |  |  | Most widespread technology |  |  | Most widespread technology |  | Most widespread technology | [5 empty] | Most widespread fuel |  |  |  | 111.1763 | 23.6498 | 12.6831 | 141.4608 | 3.5025 | 37.074 | 1.9669 | 0.0076957 | 2.8595 | 0.0011397
Residential sector | Appartment blocks | Appartment blocks | 1945 - 1969 | 12.0442 | 10.423 | 0.22046 | 0.40422 | 0.1 | 0.26194 | 0.069122 | 0.073164 | 0.33 | 0.047698 | 0.026524 | 1.6 | 4.375 | 2.3 | 0.4 | 100% |  |  |  | 100% | [6 empty] | 100% |  |  | 100% | [5 empty] | 100% |  |  |  | 100% |  |  | 100% |  |  | 100% | [5 empty] | Most widespread technology |  | Most widespread technology | [6 empty] | Most widespread fuel |  |  |  | Most widespread technology |  |  | Most widespread technology |  | Most widespread technology | [5 empty] | Most widespread fuel |  |  |  | 89.1017 | 25.0687 | 12.6831 | 113.373 | 3.7127 | 37.074 | 1.0935 | 0.0055267 | 1.6282 | 0.0008185
Residential sector | Appartment blocks | Appartment blocks | 1970 - 1979 | 5.3869 | 4.464 | 0.098603 | 0.18079 | 0.04 | 0.11715 | 0.030916 | 0.032723 | 0.15 | 0.021334 | 0.009459 | 0.94 | 3.95 | 1.5 | 0.315 | 100% | [5 empty] | 100% |  |  |  |  | 100% |  |  | 100% | [5 empty] | 100% |  |  |  | 100% |  |  | 100% |  |  | 100% | [5 empty] | Most widespread technology |  | Most widespread technology | [6 empty] | Most widespread fuel |  |  |  | Most widespread technology |  |  | Most widespread technology |  | Most widespread technology | [5 empty] | Most widespread fuel |  |  |  | 49.2531 | 31.8373 | 12.6831 | 62.6696 | 4.7151 | 37.074 | 0.30024 | 0.0031393 | 0.47947 | 0.00046492
Residential sector | Appartment blocks | Appartment blocks | 1980 - 1989 | 4.7847 | 3.925 | 0.08758 | 0.16058 | 0.03 | 0.10406 | 0.027459 | 0.029065 | 0.14 | 0.018949 | 0.0016328 | 0.61 | 3.52 | 0.4 | 0.275 | 100% | [5 empty] | 100% |  |  |  |  | 100% |  |  | 100% | [5 empty] | 100% |  |  |  | 100% |  |  | 100% |  |  | 100% | [5 empty] | Most widespread technology |  | Most widespread technology | [6 empty] | Most widespread fuel |  |  |  | Most widespread technology |  |  | Most widespread technology |  | Most widespread technology | [5 empty] | Most widespread fuel |  |  |  | 44.8631 | 33.4292 | 12.6831 | 57.0839 | 4.9509 | 37.074 | 0.24882 | 0.0029277 | 0.40144 | 0.0004336
Residential sector | Appartment blocks | Appartment blocks | 1990 - 1999 | 3.2998 | 2.5958 | 0.0604 | 0.11075 | 0.02 | 0.071763 | 0.018938 | 0.020045 | 0.09 | 0.013068 | 0.0076778 | 0.445 | 3.1 | 0.325 | 0.2525 | 100% | [5 empty] | 100% |  |  |  |  | 100% |  |  | 100% | [5 empty] | 100% |  |  |  | 100% |  |  | 100% |  |  | 100% | [5 empty] | Most widespread technology |  | Most widespread technology | [6 empty] | Most widespread fuel |  |  |  | Most widespread technology |  |  | Most widespread technology |  | Most widespread technology | [5 empty] | Most widespread fuel |  |  |  | 40.4732 | 35.4349 | 12.6831 | 51.4981 | 5.2479 | 37.074 | 0.15896 | 0.0021403 | 0.25602 | 0.00031697
Residential sector | Appartment blocks | Appartment blocks | 2000 - 2010 | 10.4108 | 8.9609 | 0.19056 | 0.3494 | 0.08 | 0.22641 | 0.059748 | 0.063242 | 0.3 | 0.04123 | 0.0081734 | 0.3625 | 1.85 | 0.25 | 0.23 | 100% | [5 empty] | 100% | 100% |  |  |  | 100% |  |  |  | 100% |  |  |  |  | 100% |  |  |  | 100% |  |  | 100% |  |  | 100% | [5 empty] | Most widespread technology |  | Most widespread technology | [6 empty] | Most widespread fuel |  |  |  | Most widespread technology |  |  | Most widespread technology |  | Most widespread technology | [5 empty] | Most widespread fuel |  |  |  | 31.6933 | 38.9784 | 12.6831 | 40.3265 | 5.7727 | 37.074 | 0.42809 | 0.0074278 | 0.74733 | 0.0011001
Residential sector | Appartment blocks | Appartment blocks | Post 2010 | 6.4413 | 5.4078 | 0.12065 | 0.21618 | 0.05 | 0.14008 | 0.036967 | 0.039129 | 0.15 | 0.025509 | 0.040671 | 0.28 | 1.85 | 0.16 | 0.21 | 100% | [5 empty] | 100% | 100% |  |  |  | 100% |  |  |  | 100% |  |  |  |  | 100% |  |  |  | 100% |  |  | 100% |  |  | 100% | [5 empty] | Most widespread technology |  | Most widespread technology | [6 empty] | Most widespread fuel |  |  |  | Most widespread technology |  |  | Most widespread technology |  | Most widespread technology | [5 empty] | Most widespread fuel |  |  |  | 23.6629 | 23.6498 | 12.6831 | 30.1087 | 3.5025 | 37.074 | 0.22171 | 0.0028533 | 0.40163 | 0.00042258
Service sector | Total | Total |  |  |  |  | 7.1061 | 1.3095 | 2.6943 | 4.3968 | 0
Service sector | Total | Total | Before 1945 | 215.9537 | 215.9537 | 58.21 | 2.2445 | 0.40904 | 0.80079 | 1.442 | 0 | 1.9433 | 0.30118 | -4.996e-16 | 1.8 | 4.9 | 1.9 | 2 | [64 empty] | 218.7658 | 33.8945 | 4.9866 | 341.2746 | 19.3198 | 9.9732 | 43.766 | 1.973 | 66.8705 | 1.2046 | 215.9537 | 46.07% | 30.2% | 3.903% | 2.987% | 8.698% | 8.145% | 100% |  | 23.65% | 16.16% | 0.6247% | 5.769% | 12.25% | 6.868%
Service sector | Total | Total | 1945 - 1969 | 76.4688 | 76.4688 | 23.2217 | 0.49599 | 0.13519 | 0.19232 | 0.3004 | 0 | 0.42754 | 0.068442 | 0 | 1.7 | 4.75 | 1.8 | 1.7 | [64 empty] | 200.52 | 41.6545 | 5.5649 | 312.8111 | 23.743 | 11.1297 | 15.7591 | 0.96729 | 25.0614 | 0.55135 | 76.4688 | 20.78% | 17.08% | 20.78% | 3.144% | 11.46% | 26.74% | 100% |  | 3.78% | 6.043% | 1.51% | 3.469% | 7.3% | 11.97%
Service sector | Total | Total | 1970 - 1979 | 39.0594 | 39.0594 | 14.6028 | 0.28245 | 0.066225 | 0.10608 | 0.17446 | 0 | 0.24049 | 0.041958 | 0 | 1.3 | 4.67 | 0.9 | 1.4 | [64 empty] | 182.2741 | 47.9192 | 5.8377 | 284.3476 | 27.3139 | 11.6754 | 7.3475 | 0.69975 | 11.5625 | 0.39886 | 39.0594 | 27.58% | 21.16% | 23.7% | 4.434% | 13.57% | 9.557% | 100% |  | 5.429% | 6.587% | 1.799% | 4.78% | 8.426% | 3.624%
Service sector | Total | Total | 1980 - 1989 | 94.8638 | 94.8638 | 35.8654 | 0.92057 | 0.15467 | 0.36218 | 0.5566 | 0 | 0.82512 | 0.095446 | 0 | 0.7 | 4.6 | 0.5 | 1.1 | [64 empty] | 204.5497 | 55.3703 | 5.6521 | 319.0975 | 31.561 | 11.3042 | 19.9405 | 1.9859 | 31.3431 | 1.132 | 94.8638 | 17.17% | 52.29% | 9.16% | 5.084% | 0.3227% | 15.97% | 100% |  | 6.337% | 20.57% | 3.031% | 8.131% | 0.3126% | 10.33%
Service sector | Total | Total | 1990 - 1999 | 113.5946 | 113.5946 | 40.1809 | 1.0442 | 0.19096 | 0.40461 | 0.63707 | 0 | 0.9347 | 0.10952 | 0 | 0.5 | 2.7 | 0.3 | 0.5 | [64 empty] | 112.4099 | 53.7887 | 5.8416 | 175.3594 | 30.6596 | 11.6833 | 13.4327 | 2.1613 | 21.247 | 1.2319 | 113.5946 | 21.3% | 43.76% | 10.89% | 4.942% | 5.041% | 14.06% | 100% |  | 9.475% | 20.94% | 3.826% | 8.827% | 5.635% | 10.73%
Service sector | Total | Total | 2000 - 2010 | 130.3247 | 130.3247 | 44.0354 | 1.2544 | 0.21819 | 0.48893 | 0.76331 | 0 | 1.1555 | 0.098876 | -2.3592e-16 | 0.4 | 1.8 | 0.25 | 0.3 | [64 empty] | 73.3087 | 58.7708 | 6.188 | 114.3616 | 33.4994 | 12.3761 | 10.3604 | 2.588 | 16.5171 | 1.4752 | 130.3247 | 19.44% | 49.8% | 8.014% | 5.499% | 5.207% | 12.04% | 100% |  | 10.67% | 24.06% | 3.896% | 11.54% | 6.597% | 10.32%
Service sector | Total | Total | Post 2010 | 85.1456 | 85.1456 | 31.5448 | 0.86401 | 0.13522 | 0.33942 | 0.52302 | 0 | 0.8 | 0.032537 | 0.031477 | 0.35 | 2.2 | 0.2 | 0.25 | [64 empty] | 73.4616 | 61.5274 | 6.5075 | 114.6001 | 35.0706 | 13.0151 | 6.809 | 1.9409 | 10.8659 | 1.1063 | 85.1456 | 16.99% | 59.06% | 9.013% | 6.515% | 4.542% | 3.875% | 100% |  | 10.44% | 36.45% | 3.855% | 25.18% | 9.514% | 4.416%
Service sector | Offices | Offices |  |  |  |  | 2.6441 | 0.3221 | 0.81968 | 1.8245 | 0
Service sector | Offices | Offices | Before 1945 | 99.4849 | 99.4849 | 25.7725 | 1.2742 | 0.18946 | 0.395 | 0.8792 | 0 | 1.1423 | 0.13188 | 0 | 1.8 | 4.9 | 1.9 | 2 | [64 empty] | 166.8216 | 33.0712 | 1.4391 | 249.2816 | 18.8506 | 2.8781 | 16.7394 | 0.85233 | 25.0861 | 0.56583
Service sector | Offices | Offices | 1945 - 1969 | 15.894 | 15.894 | 3.6619 | 0.20357 | 0.0076358 | 0.063107 | 0.14046 | 0 | 0.1825 | 0.02107 | 0 | 1.7 | 4.75 | 1.8 | 1.7 | [64 empty] | 150.8216 | 55.5758 | 1.4391 | 235.2816 | 31.6782 | 2.8781 | 2.42 | 0.20351 | 3.7853 | 0.116
Service sector | Offices | Offices | 1970 - 1979 | 10.7727 | 10.7727 | 2.482 | 0.13798 | 0.01817 | 0.042773 | 0.095204 | 0 | 0.1237 | 0.014281 | 0 | 1.3 | 4.67 | 0.9 | 1.4 | [64 empty] | 153.0477 | 55.6161 | 1.4391 | 238.7544 | 31.7012 | 2.8781 | 1.6642 | 0.13804 | 2.603 | 0.078681
Service sector | Offices | Offices | 1980 - 1989 | 16.2897 | 16.2897 | 6.5549 | 0.20864 | 0.015281 | 0.064678 | 0.14396 | 0 | 0.18704 | 0.021594 | 0 | 0.7 | 4.6 | 0.5 | 1.1 | [64 empty] | 155.2739 | 55.6565 | 1.4391 | 242.2272 | 31.7242 | 2.8781 | 2.5528 | 0.36482 | 3.9927 | 0.20795
Service sector | Offices | Offices | 1990 - 1999 | 24.1956 | 24.1956 | 8.3764 | 0.3099 | 0.031068 | 0.096068 | 0.21383 | 0 | 0.27782 | 0.032074 | 0 | 0.5 | 2.7 | 0.3 | 0.5 | [64 empty] | 87.6731 | 55.9791 | 1.4391 | 136.7701 | 31.9081 | 2.8781 | 2.1561 | 0.4689 | 3.3789 | 0.26727
Service sector | Offices | Offices | 2000 - 2010 | 25.3378 | 25.3378 | 8.6396 | 0.32453 | 0.033876 | 0.1006 | 0.22392 | 0 | 0.29094 | 0.033589 | 0 | 0.4 | 1.8 | 0.25 | 0.3 | [64 empty] | 57.1564 | 58.2376 | 1.4391 | 89.1639 | 33.1955 | 2.8781 | 1.4847 | 0.50315 | 2.3321 | 0.28679
Service sector | Offices | Offices | Post 2010 | 14.4699 | 14.4699 | 6.1679 | 0.18533 | 0.026606 | 0.057453 | 0.12788 | 0 | 0.16615 | 0.019182 | 0 | 0.35 | 2.2 | 0.2 | 0.25 | [64 empty] | 51.7951 | 57.4955 | 1.4391 | 80.8003 | 32.7725 | 2.8781 | 0.77029 | 0.35463 | 1.2108 | 0.20214
Service sector | Trade | Trade |  |  |  |  | 3.856 | 0.3814 | 1.581 | 2.275 | 0
Service sector | Trade | Trade | Before 1945 | 65.2184 | 65.2184 | 17.8278 | 0.83532 | 0.084603 | 0.34248 | 0.49284 | 0 | 0.68842 | 0.1469 | 0 | 1.8 | 4.9 | 1.9 | 2 | [64 empty] | 239.3569 | 37.9109 | 5.5644 | 362.4368 | 21.6092 | 11.1288 | 15.9734 | 0.67587 | 24.3633 | 0.38524
Service sector | Trade | Trade | 1945 - 1969 | 13.0646 | 13.0646 | 5.8119 | 0.16733 | 0.0024689 | 0.068606 | 0.098725 | 0 | 0.14072 | 0.026608 | 0 | 1.7 | 4.75 | 1.8 | 1.7 | [64 empty] | 223.3569 | 71.2241 | 5.5644 | 348.4368 | 40.5978 | 11.1288 | 2.9908 | 0.41395 | 4.6976 | 0.23595
Service sector | Trade | Trade | 1970 - 1979 | 8.2643 | 8.2643 | 4.7059 | 0.10585 | 0.009434 | 0.043398 | 0.062451 | 0 | 0.084583 | 0.021266 | 0 | 1.3 | 4.67 | 0.9 | 1.4 | [64 empty] | 223.3569 | 71.7081 | 5.5644 | 348.4368 | 40.8736 | 11.1288 | 1.8919 | 0.33745 | 2.9715 | 0.19235
Service sector | Trade | Trade | 1980 - 1989 | 49.6081 | 49.6081 | 14.2313 | 0.63538 | 0.062839 | 0.26051 | 0.37487 | 0 | 0.57424 | 0.061145 | 0 | 0.7 | 4.6 | 0.5 | 1.1 | [64 empty] | 228.5512 | 72.1921 | 5.5644 | 356.5399 | 41.1495 | 11.1288 | 11.614 | 1.0274 | 18.2393 | 0.58561
Service sector | Trade | Trade | 1990 - 1999 | 49.7126 | 49.7126 | 14.2554 | 0.63672 | 0.06229 | 0.26105 | 0.37566 | 0 | 0.57547 | 0.061245 | 0 | 0.5 | 2.7 | 0.3 | 0.5 | [64 empty] | 147.0186 | 73.16 | 5.5644 | 229.3489 | 41.7012 | 11.1288 | 7.5853 | 1.0429 | 11.9548 | 0.59447
Service sector | Trade | Trade | 2000 - 2010 | 64.9048 | 64.9048 | 17.7556 | 0.8313 | 0.085752 | 0.34083 | 0.49047 | 0 | 0.78238 | 0.048926 | 0 | 0.4 | 1.8 | 0.25 | 0.3 | [64 empty] | 96.0954 | 76.6285 | 5.5644 | 149.9088 | 43.6782 | 11.1288 | 6.5982 | 1.3606 | 10.4521 | 0.77553
Service sector | Trade | Trade | Post 2010 | 50.2874 | 50.2874 | 14.3878 | 0.64408 | 0.074013 | 0.26407 | 0.38001 | 0 | 0.63647 | 0.0076118 | -1.0408e-17 | 0.35 | 2.2 | 0.2 | 0.25 | [64 empty] | 92.7005 | 75.7412 | 5.5644 | 144.6128 | 43.1725 | 11.1288 | 4.9415 | 1.0897 | 7.8318 | 0.62116
Service sector | Education | Education |  |  |  |  | 0.062 | 0.062 | 0.047046 | 0 | 0
Service sector | Education | Education | Before 1945 | 8.4285 | 8.4285 | 1.9419 | 0.0071822 | 0.0071822 | 0.0054499 | 0 | 0 | 0.00599 | 0.0011922 | 0 | 1.8 | 4.9 | 1.9 | 2 | [64 empty] | 184.0018 | 37.9109 | 2.0147 | 278.6428 | 21.6092 | 4.0294 | 1.5678 | 0.073618 | 2.3825 | 0.041963
Service sector | Education | Education | 1945 - 1969 | 15.894 | 15.894 | 3.6619 | 0.013544 | 0.013544 | 0.010277 | 0 | 0 | 0.011296 | 0.0022483 | 0 | 1.7 | 4.75 | 1.8 | 1.7 | [64 empty] | 169.0018 | 33.4745 | 2.0147 | 263.6428 | 19.0805 | 4.0294 | 2.7181 | 0.12258 | 4.2544 | 0.06987
Service sector | Education | Education | 1970 - 1979 | 9.2572 | 9.2572 | 2.1328 | 0.0078884 | 0.0078884 | 0.0059857 | 0 | 0 | 0.0065789 | 0.0013095 | 0 | 1.3 | 4.67 | 0.9 | 1.4 | [64 empty] | 172.0627 | 33.5552 | 2.0147 | 268.4179 | 19.1265 | 4.0294 | 1.6115 | 0.071567 | 2.5221 | 0.040793
Service sector | Education | Education | 1980 - 1989 | 8.6898 | 8.6898 | 4.804 | 0.0074049 | 0.0074049 | 0.0056188 | 0 | 0 | 0.0061757 | 0.0012292 | 0 | 0.7 | 4.6 | 0.5 | 1.1 | [64 empty] | 175.1237 | 33.6359 | 2.0147 | 273.1929 | 19.1724 | 4.0294 | 1.5393 | 0.16159 | 2.409 | 0.092104
Service sector | Education | Education | 1990 - 1999 | 12.3703 | 12.3703 | 5.6519 | 0.010541 | 0.010541 | 0.0079986 | 0 | 0 | 0.0087913 | 0.0017498 | 0 | 0.5 | 2.7 | 0.3 | 0.5 | [64 empty] | 99.1564 | 31.1354 | 2.0147 | 154.6839 | 17.7472 | 4.0294 | 1.2515 | 0.17597 | 1.9633 | 0.10031
Service sector | Education | Education | 2000 - 2010 | 10.4442 | 10.4442 | 5.2082 | 0.0088999 | 0.0088999 | 0.0067532 | 0 | 0 | 0.0074225 | 0.0014774 | 0 | 0.4 | 1.8 | 0.25 | 0.3 | [64 empty] | 62.2394 | 32.8292 | 2.0147 | 97.0935 | 18.7127 | 4.0294 | 0.67108 | 0.17098 | 1.0561 | 0.097459
Service sector | Education | Education | Post 2010 | 7.6745 | 7.6745 | 2.4562 | 0.0065397 | 0.0065397 | 0.0049623 | 0 | 0 | 0.0054541 | 0.0010856 | 0 | 0.35 | 2.2 | 0.2 | 0.25 | [64 empty] | 57.4717 | 32.0146 | 2.0147 | 89.6559 | 18.2483 | 4.0294 | 0.45653 | 0.078633 | 0.71899 | 0.044821
Service sector | Health | Health |  |  |  |  | 0.025 | 0.025 | 0.013105 | 0.011895 | 0
Service sector | Health | Health | Before 1945 | 6.4502 | 6.4502 | 1.4861 | 0.0047798 | 0.0047798 | 0.0025056 | 0.0022742 | 0 | 0.0039864 | 0.00079345 | 0 | 1.8 | 4.9 | 1.9 | 2 | [64 empty] | 90.788 | 37.9109 | 29.7407 | 141.2693 | 21.6092 | 59.4815 | 0.77743 | 0.056339 | 1.2949 | 0.032113
Service sector | Health | Health | 1945 - 1969 | 2.4039 | 2.4039 | 0.55384 | 0.0017814 | 0.0017814 | 0.00093379 | 0.00084757 | 0 | 0.0014857 | 0.00029571 | 0 | 1.7 | 4.75 | 1.8 | 1.7 | [64 empty] | 89.788 | 12.6639 | 29.7407 | 140.0693 | 7.2184 | 59.4815 | 0.28733 | 0.0070138 | 0.4797 | 0.0039978
Service sector | Health | Health | 1970 - 1979 | 1.732 | 1.732 | 0.39904 | 0.0012835 | 0.0012835 | 0.00067279 | 0.00061067 | 0 | 0.0010704 | 0.00021306 | 0 | 1.3 | 4.67 | 0.9 | 1.4 | [64 empty] | 91.2721 | 15.9609 | 29.7407 | 142.3845 | 9.0977 | 59.4815 | 0.20959 | 0.006369 | 0.34963 | 0.0036304
Service sector | Health | Health | 1980 - 1989 | 4.8227 | 4.8227 | 1.1111 | 0.0035738 | 0.0035738 | 0.0018734 | 0.0017004 | 0 | 0.0029805 | 0.00059325 | 0 | 0.7 | 4.6 | 0.5 | 1.1 | [64 empty] | 92.7562 | 19.2579 | 29.7407 | 144.6997 | 10.977 | 59.4815 | 0.59077 | 0.021398 | 0.9847 | 0.012197
Service sector | Health | Health | 1990 - 1999 | 5.614 | 5.614 | 1.2934 | 0.0041602 | 0.0041602 | 0.0021808 | 0.0019794 | 0 | 0.0034696 | 0.0006906 | 0 | 0.5 | 2.7 | 0.3 | 0.5 | [64 empty] | 50.8304 | 12.3412 | 29.7407 | 79.2954 | 7.0345 | 59.4815 | 0.45233 | 0.015963 | 0.7791 | 0.0090987
Service sector | Health | Health | 2000 - 2010 | 7.1669 | 7.1669 | 1.6512 | 0.0053109 | 0.0053109 | 0.002784 | 0.0025269 | 0 | 0.0044293 | 0.00088161 | 0 | 0.4 | 1.8 | 0.25 | 0.3 | [64 empty] | 31.2588 | 12.6639 | 29.7407 | 48.7638 | 7.2184 | 59.4815 | 0.43718 | 0.020911 | 0.77578 | 0.011919
Service sector | Health | Health | Post 2010 | 5.5468 | 5.5468 | 1.278 | 0.0041104 | 0.0041104 | 0.0021547 | 0.0019557 | 0 | 0.0034281 | 0.00068233 | 0 | 0.35 | 2.2 | 0.2 | 0.25 | [64 empty] | 28.3277 | 12.8091 | 29.7407 | 44.1913 | 7.3012 | 59.4815 | 0.3221 | 0.016369 | 0.57506 | 0.0093306
Service sector | Hotels and Restaurants | Hotels and Restaurants |  |  |  |  | 0.126 | 0.126 | 0.0567 | 0.0693 | 0
Service sector | Hotels and Restaurants | Hotels and Restaurants | Before 1945 | 18.7831 | 18.7831 | 4.3275 | 0.047779 | 0.047779 | 0.021501 | 0.026279 | 0 | 0.039848 | 0.0079314 | 0 | 1.8 | 4.9 | 1.9 | 2 | [64 empty] | 171.5989 | 37.9109 | 14.8704 | 267.6944 | 21.6092 | 29.7407 | 3.5025 | 0.16406 | 5.5868 | 0.093514
Service sector | Hotels and Restaurants | Hotels and Restaurants | 1945 - 1969 | 8.7645 | 8.7645 | 2.0193 | 0.022294 | 0.022294 | 0.010033 | 0.012262 | 0 | 0.018594 | 0.0037009 | 0 | 1.7 | 4.75 | 1.8 | 1.7 | [64 empty] | 166.9611 | 50.3328 | 14.8704 | 260.4594 | 28.6897 | 29.7407 | 1.5937 | 0.10164 | 2.5434 | 0.057933
Service sector | Hotels and Restaurants | Hotels and Restaurants | 1970 - 1979 | 5.3005 | 5.3005 | 1.2212 | 0.013483 | 0.013483 | 0.0060674 | 0.0074157 | 0 | 0.011245 | 0.0022382 | 0 | 1.3 | 4.67 | 0.9 | 1.4 | [64 empty] | 169.28 | 50.3731 | 14.8704 | 264.0769 | 28.7127 | 29.7407 | 0.97609 | 0.061516 | 1.5574 | 0.035064
Service sector | Hotels and Restaurants | Hotels and Restaurants | 1980 - 1989 | 0.30608 | 0.30608 | 2.8724 | 0.0007786 | 0.0007786 | 0.00035037 | 0.00042823 | 0 | 0.00064935 | 0.00012925 | 0 | 0.7 | 4.6 | 0.5 | 1.1 | [64 empty] | 171.5989 | 50.4135 | 14.8704 | 267.6944 | 28.7357 | 29.7407 | 0.057075 | 0.14481 | 0.09104 | 0.08254
Service sector | Hotels and Restaurants | Hotels and Restaurants | 1990 - 1999 | 5.726 | 5.726 | 4.1211 | 0.014565 | 0.014565 | 0.0065545 | 0.008011 | 0 | 0.012148 | 0.0024179 | 0 | 0.5 | 2.7 | 0.3 | 0.5 | [64 empty] | 102.4956 | 51.8654 | 14.8704 | 159.8931 | 29.5633 | 29.7407 | 0.67204 | 0.21374 | 1.0858 | 0.12183
Service sector | Hotels and Restaurants | Hotels and Restaurants | 2000 - 2010 | 6.7861 | 6.7861 | 4.3654 | 0.017262 | 0.017262 | 0.0077679 | 0.0094942 | 0 | 0.014397 | 0.0028655 | 0 | 0.4 | 1.8 | 0.25 | 0.3 | [64 empty] | 63.0371 | 54.6885 | 14.8704 | 98.3379 | 31.1725 | 29.7407 | 0.52869 | 0.23874 | 0.86916 | 0.13608
Service sector | Hotels and Restaurants | Hotels and Restaurants | Post 2010 | 3.8671 | 3.8671 | 3.6928 | 0.0098369 | 0.0098369 | 0.0044266 | 0.0054103 | 0 | 0.008204 | 0.0016329 | 0 | 0.35 | 2.2 | 0.2 | 0.25 | [64 empty] | 59.5495 | 54.14 | 14.8704 | 92.8972 | 30.8598 | 29.7407 | 0.28779 | 0.19993 | 0.47425 | 0.11396
Service sector | Other non-residential buildings | Other non-residential buildings |  |  |  |  | 0.393 | 0.393 | 0.17685 | 0.21615 | 0
Service sector | Other non-residential buildings | Other non-residential buildings | Before 1945 | 17.5887 | 17.5887 | 6.8542 | 0.075234 | 0.075234 | 0.033855 | 0.041379 | 0 | 0.062745 | 0.012489 | 0 | 1.8 | 4.9 | 1.9 | 2 | [64 empty] | 291.2544 | 15.971 | 4.701 | 454.3569 | 9.1035 | 9.4019 | 5.2055 | 0.10947 | 8.1569 | 0.062397
Service sector | Other non-residential buildings | Other non-residential buildings | 1945 - 1969 | 20.4479 | 20.4479 | 7.513 | 0.087465 | 0.087465 | 0.039359 | 0.048106 | 0 | 0.072945 | 0.014519 | 0 | 1.7 | 4.75 | 1.8 | 1.7 | [64 empty] | 276.4598 | 17.9875 | 4.701 | 431.2773 | 10.2529 | 9.4019 | 5.7492 | 0.13514 | 9.011 | 0.07703
Service sector | Other non-residential buildings | Other non-residential buildings | 1970 - 1979 | 3.7327 | 3.7327 | 3.6619 | 0.015967 | 0.015967 | 0.0071849 | 0.0087816 | 0 | 0.013316 | 0.0026504 | 0 | 1.3 | 4.67 | 0.9 | 1.4 | [64 empty] | 261.6652 | 20.0041 | 4.701 | 408.1977 | 11.4023 | 9.4019 | 0.99427 | 0.073252 | 1.5588 | 0.041754
Service sector | Other non-residential buildings | Other non-residential buildings | 1980 - 1989 | 15.1474 | 15.1474 | 6.2918 | 0.064792 | 0.064792 | 0.029156 | 0.035636 | 0 | 0.054037 | 0.010755 | 0 | 0.7 | 4.6 | 0.5 | 1.1 | [64 empty] | 232.076 | 24.0371 | 4.701 | 362.0385 | 13.7012 | 9.4019 | 3.5866 | 0.15124 | 5.6264 | 0.086204
Service sector | Other non-residential buildings | Other non-residential buildings | 1990 - 1999 | 15.9761 | 15.9761 | 6.4827 | 0.068337 | 0.068337 | 0.030752 | 0.037585 | 0 | 0.056993 | 0.011344 | 0 | 0.5 | 2.7 | 0.3 | 0.5 | [64 empty] | 77.6369 | 22.9885 | 4.701 | 121.1136 | 13.1035 | 9.4019 | 1.3154 | 0.14903 | 2.0851 | 0.084946
Service sector | Other non-residential buildings | Other non-residential buildings | 2000 - 2010 | 15.685 | 15.685 | 6.4156 | 0.067091 | 0.067091 | 0.030191 | 0.0369 | 0 | 0.055954 | 0.011137 | 0 | 0.4 | 1.8 | 0.25 | 0.3 | [64 empty] | 36.1378 | 25.844 | 4.701 | 56.375 | 14.7311 | 9.4019 | 0.64055 | 0.1658 | 1.0317 | 0.094509
Service sector | Other non-residential buildings | Other non-residential buildings | Post 2010 | 3.2997 | 3.2997 | 3.5621 | 0.014114 | 0.014114 | 0.0063515 | 0.0077629 | 0 | 0.011771 | 0.002343 | 0 | 0.35 | 2.2 | 0.2 | 0.25 | [64 empty] | 34.1378 | 21.7867 | 4.701 | 53.375 | 12.4184 | 9.4019 | 0.12816 | 0.077607 | 0.20715 | 0.044236
0.393
30.01%
Estimated
Following information have been retrieved by experts questioning and relate to Central Europe (Austria, Belgium, Germany, Netherland, Luxembourg, France, UK and Ireland).
OFFICES
Construction materials:
Walls: in the majority of the cases CONCRETE was used and INSULATION is present in the majority of cases as well.
Windows: in the majority of the cases ALUMINIUM was used. LOW-EMITTANCE GLASS is present only in few cases.
Roofs: in the majority of the cases CONCRETE was used and INSULATION is most times present.
Floors: in the majority of the cases CONCRETE was used and INSULATION is present in the majority of cases as well.
Construction methodologies:
Walls: the most common methodology is SOLID WALL.
Windows: DOUBLE GLAZING is the most common.
Roofs: FLAT ROOF is the most common.
Floors: CONCRETE SLAB is the most common.
TRADE
Construction materials:
Walls: in the majority of the cases CONCRETE or BRICKS were used and INSULATION is present in the majority of cases as well.
Windows: in the majority of the cases ALUMINIUM and SYNTETIC/PVC were used. LOW-EMITTANCE GLASS is present only in few cases.
Roofs: in the majority of the cases CONCRETE and BRICKS were used and INSULATION is most times present.
Floors: in the majority of the cases CONCRETE was used and INSULATION is present in the majority of cases as well.
Construction methodologies:
Walls: the most common methodology is SOLID WALL.
Windows: DOUBLE GLAZING is the most common.
Roofs: FLAT ROOF is the most common.
Floors: CONCRETE SLAB is the most common.
EDUCATION
Construction materials:
Walls: in the majority of the cases CONCRETE was used and INSULATION is present in the majority of cases as well.
Windows: in the majority of the cases ALUMINIUM and SYNTETIC/PVC were used. LOW-EMITTANCE GLASS is present only in few cases.
Roofs: in the majority of the cases CONCRETE and BRICKS were used and INSULATION is most times present.
Floors: in the majority of the cases CONCRETE was used and INSULATION is present in the majority of cases as well.
Construction methodologies:
Walls: the most common methodology is SOLID WALL.
Windows: DOUBLE GLAZING is the most common.
Roofs: FLAT ROOF is the most common.
Floors: CONCRETE SLAB is the most common.
HEALTH
Construction materials:
Walls: in the majority of the cases CONCRETE was used and INSULATION is present in the majority of cases as well.
Windows: in the majority of the cases ALUMINIUM and SYNTETIC/PVC were used. LOW-EMITTANCE GLASS is present only in few cases.
Roofs: in the majority of the cases CONCRETE was used and INSULATION is most times present.
Floors: in the majority of the cases CONCRETE was used and INSULATION is present in the majority of cases as well.
Construction methodologies:
Walls: the most common methodology is SOLID WALL.
Windows: DOUBLE GLAZING is the most common.
Roofs: FLAT ROOF is the most common.
Floors: CONCRETE SLAB is the most common.
HOTELS AND RESTAURANTS
Construction materials:
Walls: in the majority of the cases CONCRETE or BRICKS were used and INSULATION is present in the majority of cases as well.
Windows: in the majority of the cases ALUMINIUM and SYNTETIC/PVC were used. LOW-EMITTANCE GLASS is present only in few cases.
Roofs: in the majority of the cases CONCRETE and BRICKS were used and INSULATION is most times present.
Floors: in the majority of the cases CONCRETE was used and INSULATION is present in the majority of cases as well.
Construction methodologies:
Walls: the most common methodology is SOLID WALL.
Windows: DOUBLE GLAZING is the most common.
Roofs: FLAT ROOF is the most common.
Floors: CONCRETE SLAB is the most common.
OTHER NON RESIDENTIAL BUILDINGS
Construction materials:
Walls: in the majority of the cases CONCRETE was used and INSULATION is present in the majority of cases as well.
Windows: in the majority of the cases ALUMINIUM and SYNTETIC/PVC were used. LOW-EMITTANCE GLASS is present only in few cases.
Roofs: in the majority of the cases CONCRETE and BRICKS were used and INSULATION is most times present.
Floors: in the majority of the cases CONCRETE was used and INSULATION is present in the majority of cases as well.
Construction methodologies:
Walls: the most common methodology is SOLID WALL.
Windows: DOUBLE GLAZING is the most common.
Roofs: FLAT ROOF is the most common.
Floors: CONCRETE SLAB is the most common.
Following information have been retrieved by experts questioning and relate to Central Europe (Austria, Belgium, Germany, Netherlands, Luxembourg, France, UK and Ireland).
OFFICES
Space heating:
The most common technologies are:
- condensing boiler, central, gas
- heat pumps, electricity.
Space cooling:
Not present in most of the cases.
DHW:
The most common thechnology is condensing boiler, central, gas.
TRADE
Space heating:
The most common technologies are:
- condensing boiler, central, gas
- heat pumps, electricity.
Space cooling:
Not present in most of the cases.
DHW:
The most common thechnology is condensing boiler, central, gas.
EDUCATION
Space heating:
The most common technologies are:
- the condensing boiler, central, gas
- heat pumps, electricity.
Space cooling:
Not present in most of the cases.
DHW:
The most common thechnology is condensing boiler, central, gas.
HEALTH
Space heating:
The most common technologies are:
- condensing boiler, central, gas
- heat pumps, electricity.
Space cooling:
Present in most of the cases.
DHW:
The most common thechnology is condensing boiler, central, gas.
HOTELS AND RESTAURANTS
Space heating:
The most common technologies are:
- condensing boiler, central, gas
- heat pumps, electricity.
Space cooling:
Not present in most of the cases.
DHW:
The most common thechnology is condensing boiler, central, gas.
OTHER NON RESIDENTIAL BUILDINGS
Space heating:
The most common technologies are:
- condensing boiler, central, gas
- heat pumps, electricity.
Space cooling:
Not present in most of the cases.
DHW:
The most common thechnology is condensing boiler, central, gas.
Note on U2: TABULA, TABULA WebTool, 2017 http://webtool.building-typology.eu/#bm
Note on AF2: TABULA, TABULA WebTool, 2017 http://webtool.building-typology.eu/#bm
Note on AN2: TABULA, TABULA WebTool, 2017 http://webtool.building-typology.eu/#bm
Note on AU2: TABULA, TABULA WebTool, 2017 http://webtool.building-typology.eu/#bm
Note on BD2: SPezzutto: TABULA, TABULA WebTool, 2017 http://webtool.building-typology.eu/#bm
Note on BR2: SPezzutto: TABULA, TABULA WebTool, 2017 http://webtool.building-typology.eu/#bm
Note on BT2: SPezzutto: TABULA, TABULA WebTool, 2017 http://webtool.building-typology.eu/#bm

## EU27+UK
[89 empty] | 2348.1111 | 54.338 | 2852.7068 | 26.8196 | [15 empty] | 2349.82 | 175.43 | 2855.9 | 92.49
[19 empty] | WALLS | [10 empty] | WINDOWS | [7 empty] | ROOF | [6 empty] | FLOOR | [8 empty] | SPACE HEATING | [13 empty] | SPACE COOLING |  | DHW | [18 empty] | 846.1835 | 153.4521 | 1317.5138 | 80.6178 | [15 empty] | 764.99 | 318.61 | 1039.03 | 125.62
|  |  |  | Area |  |  |  |  | Tenure/ownership status and distribution |  |  | Occupancy |  |  | Construction features (U-values) |  |  |  | construction material |  |  |  | construction methodology | [6 empty] | construction material |  |  | construction methodology |  |  |  |  | construction material | [6 empty] | construction material |  |  |  | construction methodology |  |  |  |  | individual | central | district heating | boiler |  | combined | stove | electric heating | heat pump | fossil fuels |  |  | electricity | biomass | no space cooling | space cooling | individual | central | district heating | boiler |  | Combined | Solar collectors | heat pump | fossil fuels |  |  | electricity | biomass | Useful energy demand |  |  | Final energy consumption |  |  | Total useful energy demand |  | Total final energy consumption | [16 empty] | 54.338 | 26.8196
Sector | Subsector | Building type | Buidling age class | Covered area: constructed [Mm²] | Covered area: heated [Mm²] | Covered area: cooled [Mm²] | Number of dwellings/units [Mil.] | Number of buildings [Mil.] | Owner occupied - dwellings/units [Mil.] | Private rented - dwellings/units [Mil.] | Social housing - dwellings/units [Mil.] | Occupied [Mil.] | Vacant [Mil.] | Secondary dwellings/ units and others [Mil.] | Walls | Windows | Roof | Floor | brick | concrete | wood | other | solid wall |  | cavity wall |  | honeycomb bricks / hollow blocks wall |  | other | wood | synthetic / pvc | aluminium | single glazing | double glazing |  | triple glazing |  | wood | concrete | concrete + bricks | tilted roof |  | flat roof |  | wood | concrete | concrete + bricks | other | concrete slab |  | wooden floor (rafters + boards) |  | other |  |  |  | non-condensing | condensing |  |  |  |  | solid | liquid | gas | [7 empty] | non-condensing | condensing |  |  |  | solid | liquid | gas |  |  | Space heating [kWh/m² year] | Space cooling [kWh/m² year] | Domestic hot water [kWh/m² year] | Space heating [kWh/m² year] | Space cooling [kWh/m² year] | Domestic hot water [kWh/m² year] | Space heating+Domestic hot water [TWh/year] | Space cooling [TWh/year] | Space heating+Domestic hot water [TWh/year] | Space cooling [TWh/year] | [15 empty] | 153.4521 | 80.6178
|  |  |  | 62.2206 | [19 empty] | insulation |  | insulation |  | insulation | [6 empty] | low-e |  | low-e |  |  |  |  | insulation |  | insulation | [5 empty] | insulation |  | insulation
Residential sector | Total | Total |  | 18751.9414 |  |  | 301.3783 | 118.1396 | 211.6367 | 56.3016 | 33.4399 | 240.9942 | 35.2996 | 26.7869 | [79 empty] | T
Residential sector | Total | Total | Before 1945 | 3626.8246 | 2921.0141 | 211.4288 | 55.5059 | 23.4241 | 38.3379 | 10.7779 | 6.3901 | 45.3303 | 6.4324 | 4.0917 | 2.178 | 5.339 | 1.9809 | 1.6259 | 73.03% | 0.8053% | 12.28% | 13.88% | 82.79% | 0.05832% | 6.153% | 0.5002% | 2.801% | 0% | 8.259% | 86.13% | 3.535% | 10.33% | 75.68% | 24.32% | 0% | 0% | 0% | 86.75% | 12.2% | 1.05% | 86.79% | 8.373% | 13.21% | 0% | 15.46% | 58.44% | 13.37% | 12.6% | 71.23% | 0.7326% | 14.69% | 0.05832% | 13.99% | 18.08% | 75.21% | 6.712% | 69.8% | 0.1966% | 16.66% | 9.884% | 0% | 3.457% | 0% | 34.86% | 62.14% | 2.558% | 0.4418% | 100% | 0% | 30.95% | 65.45% | 3.601% | 65.01% | 0.2104% | 31.32% | 0% | 3.457% | 0% | 51.26% | 40.86% | 7.875% | 0% | 184.3525 | 31.9408 | 19.8081 | 223.5662 | 13.6655 | 28.2704 | 633.2002 | 8.6039 | 762.2006 | 4.1966 | 3626.8246 | 62.64% | 23.99% | 13.36% | 100% |  | 72.3% | 73.81% | 69.53% | 70.6%
Residential sector | Total | Total | 1945 - 1969 | 3729.0939 | 3043.5399 | 221.1393 | 60.9881 | 24.3272 | 41.9437 | 12.5953 | 6.449 | 49.8617 | 6.7836 | 4.7824 | 1.8584 | 4.6999 | 1.5782 | 1.4586 | 79.52% | 16.83% | 3.655% | 0% | 60.83% | 1.476% | 22.75% | 1.099% | 16.38% | 0% | 0.03976% | 74.87% | 15.25% | 9.879% | 63.46% | 36.54% | 0% | 0% | 0% | 61.33% | 28.73% | 9.938% | 70.43% | 17.18% | 29.57% | 0.5085% | 5.747% | 67.95% | 22.48% | 3.828% | 90.43% | 0.9615% | 5.747% | 0.6774% | 3.828% | 15.77% | 77.37% | 6.854% | 77.57% | 0.3062% | 16.93% | 2.049% | 0% | 3.146% | 0% | 26.16% | 70.26% | 2.596% | 0.9876% | 100% | 0% | 26.32% | 69.77% | 3.908% | 58.15% | 0.1907% | 38.51% | 0% | 3.146% | 0% | 42.74% | 40.7% | 16.56% | 0% | 161.453 | 45.1949 | 20.9576 | 193.9194 | 18.0962 | 28.8489 | 598.784 | 11.4015 | 713.7079 | 5.3859 | 3729.0939 | 54.96% | 25.95% | 19.09% | 100% |  | 79.39% | 80.47% | 69.53% | :\6_Projects\02_1_PhdThesis\2011_Simon Pezzutto\31_Desktop\HM\[Buidling Stock Analysis_final_for mapping.xlsx]EU28'!F32
Residential sector | Total | Total | 1970 - 1979 | 2671.3647 | 2095.1085 | 182.9539 | 45.2615 | 16.968 | 31.5496 | 8.8608 | 4.851 | 35.8531 | 5.2355 | 4.1728 | 1.3239 | 4.2628 | 1.1914 | 1.2324 | 65.08% | 30.78% | 4.14% | 0% | 57.23% | 11.07% | 14.02% | 0.8335% | 24.18% | 0.7802% | 4.569% | 62.32% | 23.64% | 14.05% | 38.71% | 61.29% | 0% | 0% | 0% | 37.71% | 46.85% | 15.44% | 50.4% | 20.77% | 49.6% | 33.19% | 4.238% | 74.72% | 18.9% | 2.147% | 93.62% | 36.65% | 4.238% | 2.108% | 2.147% | 14.99% | 69.62% | 15.38% | 75.54% | 0.2597% | 17.73% | 2.498% | 0% | 3.973% | 0% | 30.34% | 65.82% | 3.063% | 0.7802% | 100% | 0% | 24.81% | 63.08% | 12.11% | 57.95% | 0.1112% | 37.78% | 0.1927% | 3.973% | 0% | 34.05% | 42.05% | 23.9% | 0% | 139.114 | 36.3369 | 21.3541 | 168.6077 | 16.6374 | 27.5282 | 351.4247 | 8.2639 | 425.5413 | 4.2797 | 2671.3647 | 48.41% | 29% | 22.6% | 100% |  | 75.3% | 74.2% | 71.94% | 87.65%
Residential sector | Total | Total | 1980 - 1989 | 2404.3968 | 1849.9141 | 185.329 | 39.6489 | 14.8832 | 28.2796 | 7.0956 | 4.2737 | 31.4057 | 4.7896 | 3.4536 | 0.85385 | 3.7024 | 0.78934 | 0.98966 | 49.47% | 43.4% | 5.443% | 1.678% | 37.92% | 19.83% | 13.11% | 1.802% | 38.14% | 19.96% | 10.84% | 42.21% | 17.16% | 40.63% | 27.67% | 72.33% | 3.414% | 0% | 0% | 39.37% | 35.91% | 24.72% | 50.36% | 42.08% | 49.64% | 41.4% | 0% | 79.74% | 20.26% | 0% | 100% | 57.44% | 0% | 0% | 0% | 19.6% | 73.95% | 6.444% | 58.61% | 11.07% | 20.91% | 5.533% | 0% | 3.877% | 2.706% | 17.97% | 76.16% | 2.508% | 0.6585% | 100% | 0% | 29.66% | 58.03% | 12.31% | 63.16% | 2.94% | 29.73% | 0.2931% | 3.877% | 0% | 27.7% | 48% | 24.31% | 0% | 112.3515 | 36.2512 | 20.6795 | 138.7766 | 16.7268 | 27.6488 | 263.1053 | 8.3656 | 320.891 | 4.3034 | 2404.3968 | 47.5% | 32.4% | 20.09% | 100% |  | 74.62% | 74.04% | 69.4% | 89.29%
Residential sector | Total | Total | 1990 - 1999 | 2108.4553 | 1643.4704 | 162.7043 | 33.7676 | 13.1961 | 23.9609 | 6.1965 | 3.6102 | 26.7677 | 4.0395 | 2.9115 | 0.62573 | 3.2006 | 0.60526 | 0.74083 | 64.03% | 25.43% | 5.708% | 4.828% | 46.42% | 26.37% | 23.89% | 15.2% | 20.86% | 19.75% | 8.828% | 36.81% | 28.49% | 34.7% | 26.36% | 73.64% | 35.77% | 0% | 0% | 39.84% | 30.23% | 29.93% | 52.71% | 50.18% | 47.29% | 43.83% | 0% | 76.57% | 23.43% | 0% | 100% | 63.65% | 0% | 0% | 0% | 10.23% | 79.54% | 10.23% | 37.51% | 23.7% | 23.64% | 0.604% | 10.73% | 3.814% | 0.5277% | 17.13% | 81.68% | 0% | 0.6584% | 97.52% | 2.482% | 32.5% | 64.19% | 3.309% | 58.95% | 2.844% | 33.6% | 0.2656% | 4.341% | 0% | 28.89% | 51.53% | 19.59% | 0% | 88.8872 | 35.731 | 20.9459 | 110.8295 | 16.6392 | 27.7475 | 192.9809 | 6.9791 | 236.7948 | 3.5466 | 2108.4553 | 44.16% | 38.36% | 17.48% | 100% |  | 72.82% | 73.52% | 68.45% | 88.85%
Residential sector | Total | Total | 2000 - 2010 | 2486.1501 | 1908.4826 | 183.424 | 39.8381 | 15.513 | 28.6331 | 6.4667 | 4.7383 | 32.0748 | 4.7973 | 3.4305 | 0.48033 | 2.7847 | 0.41618 | 0.52688 | 68.93% | 27.83% | 1.936% | 1.309% | 48.9% | 29.01% | 28.4% | 28.38% | 22.07% | 19.13% | 0.6271% | 51.73% | 19.89% | 28.38% | 15.94% | 80.13% | 45.62% | 3.926% | 0% | 42.05% | 29.72% | 28.23% | 54.65% | 40.43% | 45.35% | 39.85% | 0.6271% | 76.35% | 23.02% | 0% | 99.37% | 62.23% | 0.6271% | 1.254% | 0% | 9.418% | 77.72% | 12.86% | 51.01% | 18.09% | 22.43% | 0.2168% | 4.996% | 3.262% | 0% | 20.69% | 79.31% | 0% | 0% | 92.29% | 7.709% | 33.12% | 63.23% | 3.652% | 60.14% | 4.016% | 26.86% | 0.726% | 8.258% | 0% | 30.04% | 50.98% | 18.98% | 0% | 76.4946 | 34.5896 | 20.0888 | 96.3147 | 14.4598 | 28.5511 | 199.0413 | 7.5048 | 254.1422 | 3.2757 | 2486.1501 | 47.69% | 33.34% | 18.97% | 100% |  | 75.07% | 73.82% | 66.61% | 100.4%
Residential sector | Total | Total | Post 2010 | 1725.6561 | 1315.8342 | 103.197 | 26.3683 | 9.828 | 18.9319 | 4.3089 | 3.1276 | 19.7009 | 3.2216 | 3.9444 | 0.35918 | 2.3946 | 0.27992 | 0.35995 | 70.07% | 27.14% | 1.397% | 1.397% | 50.89% | 34.55% | 26.32% | 26.66% | 22.79% | 22.73% | 0% | 66.79% | 32.99% | 0.2215% | 0% | 86.4% | 46.05% | 13.6% | 9.41% | 38.42% | 32.52% | 29.06% | 55.24% | 36.16% | 44.76% | 41.91% | 0% | 69.3% | 30.7% | 0% | 100% | 71.32% | 0% | 0% | 0% | 8.889% | 85.89% | 5.219% | 42.26% | 24.54% | 24.99% | 0% | 0% | 8.215% | 0% | 23.07% | 72.76% | 4.165% | 0% | 84.42% | 15.58% | 20.11% | 76.38% | 3.507% | 57.32% | 6.21% | 15.33% | 12.92% | 8.215% | 0% | 29.06% | 50.04% | 20.9% | 0% | 57.0866 | 27.1739 | 19.9421 | 70.3752 | 12.7156 | 28.7451 | 109.5748 | 3.2192 | 139.4288 | 1.8317 | 1725.6561 | 40.36% | 45.94% | 13.7% | 100% |  | 73.12% | 75.14% | 67.07% | 111.8%
Residential sector | Single family- Terraced houses | Single family- Terraced houses |  |  |  |  | 160.4253 | 80.5769 | 113.6918 | 29.6293 | 17.1043 |  |  |  | 2.4742
Residential sector | Single family- Terraced houses | Single family- Terraced houses | Before 1945 | 2271.9552 | 1846.4888 | 121.7967 | 34.7648 | 17.6697 | 24.0807 | 6.7546 | 3.9294 | 28.6256 | 3.6396 | 2.5753 | 2.4728 | 6.1893 | 2.1762 | 1.8835 | 73.33% | 0.5317% | 14.43% | 11.72% | 77.09% | 0% | 7.717% | 0.7985% | 4.472% | 0% | 10.72% | 91.96% | 1.425% | 6.611% | 72.57% | 27.43% | 0% | 0% | 0% | 95.68% | 4.314% | 0% | 95.68% | 5.055% | 4.314% | 0% | 19.6% | 61.16% | 4.968% | 14.05% | 66.2% | 0.5342% | 18.8% | 0% | 14.85% | 24.45% | 70.42% | 5.135% | 67.83% | 0.2442% | 14.81% | 14.11% | 0% | 3.008% | 0% | 44.84% | 51.68% | 2.775% | 0.7053% | 100% | 0% | 28.78% | 70.42% | 0.7985% | 60.75% | 0% | 36.25% | 0% | 3.008% | 0% | 62.98% | 28.31% | 8.714% | 0% | 209.7034 | 29.4317 | 18.6586 | 255.7539 | 10.2721 | 27.7873 | 437.3951 | 4.6515 | 535.3783 | 1.2511
Residential sector | Single family- Terraced houses | Single family- Terraced houses | 1945 - 1969 | 2049.4361 | 1694.5196 | 116.535 | 34.6024 | 17.5799 | 24.3095 | 6.7585 | 3.5344 | 28.0314 | 3.7707 | 2.8004 | 2.004 | 5.3985 | 1.6953 | 1.6899 | 92.27% | 4.196% | 3.538% | 0% | 58.96% | 0% | 35.72% | 0.9315% | 5.317% | 0% | 0% | 85.75% | 5.983% | 8.264% | 59.3% | 40.7% | 0% | 0% | 0% | 87.44% | 8.001% | 4.56% | 93.8% | 19.78% | 6.204% | 0% | 8.972% | 72.24% | 11.82% | 6.965% | 84.06% | 0.5655% | 8.972% | 0.6987% | 6.965% | 19.36% | 75.46% | 5.184% | 79.67% | 0.3967% | 16.23% | 0.6458% | 0% | 3.052% | 0% | 34.08% | 61.34% | 2.784% | 1.797% | 100% | 0% | 23.74% | 75.56% | 0.6987% | 49.98% | 0% | 46.97% | 0% | 3.052% | 0% | 52.13% | 31.59% | 16.28% | 0% | 189.7692 | 40.1875 | 19.4449 | 228.582 | 13.2241 | 27.973 | 370.8588 | 5.6148 | 444.6656 | 1.5411
Residential sector | Single family- Terraced houses | Single family- Terraced houses | 1970 - 1979 | 1293.1145 | 1026.8697 | 86.8604 | 23.0617 | 11.5492 | 16.3066 | 4.4235 | 2.3317 | 18.1699 | 2.4602 | 2.4317 | 1.5976 | 5.0794 | 1.4957 | 1.4679 | 76.72% | 19.52% | 3.758% | 0% | 51% | 2.632% | 18.11% | 0% | 29.37% | 1.612% | 1.512% | 74.54% | 13.67% | 11.78% | 36.01% | 63.99% | 0% | 0% | 0% | 53.82% | 38.37% | 7.802% | 66.26% | 25.78% | 33.74% | 32.21% | 7.229% | 80.53% | 7.802% | 4.435% | 88.34% | 27.79% | 7.229% | 2.632% | 4.435% | 22.24% | 70.79% | 6.97% | 75.66% | 0.3588% | 19.23% | 0.4733% | 0% | 4.281% | 0% | 33.72% | 60.52% | 4.141% | 1.612% | 100% | 0% | 27.83% | 70.85% | 1.316% | 51.31% | 0% | 44.42% | 0% | 4.281% | 0% | 39.25% | 35.54% | 25.21% | 0% | 166.4985 | 33.8758 | 19.2009 | 203.6062 | 13.181 | 26.1852 | 199.3613 | 3.6905 | 242.9376 | 1.1449
Residential sector | Single family- Terraced houses | Single family- Terraced houses | 1980 - 1989 | 1142.1883 | 888.5469 | 89.756 | 20.077 | 9.7034 | 14.505 | 3.5448 | 2.0272 | 16.1294 | 2.1936 | 1.7638 | 1.0042 | 4.4951 | 0.92611 | 1.1728 | 43.66% | 46.22% | 8.578% | 1.545% | 25.89% | 6.497% | 15.28% | 2.252% | 44.3% | 18.02% | 14.53% | 44.83% | 15.16% | 40.01% | 34.56% | 65.44% | 4.637% | 0% | 0% | 65.1% | 13.7% | 21.2% | 70.21% | 59.97% | 29.79% | 27.86% | 0% | 93.38% | 6.624% | 0% | 100% | 46.98% | 0% | 0% | 0% | 19.13% | 75.91% | 4.962% | 64.98% | 0.5816% | 19.71% | 11.65% | 0% | 3.089% | 5.697% | 21.61% | 67.96% | 3.343% | 1.386% | 100% | 0% | 29.58% | 70.25% | 0.1744% | 54.26% | 0% | 42.65% | 0% | 3.089% | 0% | 35.91% | 41.17% | 22.92% | 0% | 132.6751 | 37.2079 | 19.2743 | 165.9455 | 13.8462 | 26.6973 | 143.5686 | 4.1136 | 177.9437 | 1.2428
Residential sector | Single family- Terraced houses | Single family- Terraced houses | 1990 - 1999 | 931.0433 | 754.1746 | 73.7011 | 16.2624 | 8.12 | 11.6937 | 2.9849 | 1.5837 | 13.1561 | 1.7146 | 1.3917 | 0.77656 | 3.8193 | 0.73063 | 0.90399 | 67.21% | 15.19% | 8.885% | 8.718% | 28.01% | 6.576% | 43.86% | 28.98% | 11.46% | 11.46% | 16.68% | 37.79% | 13.24% | 48.97% | 35.09% | 64.91% | 31.31% | 0% | 0% | 61.39% | 15.44% | 23.18% | 64.63% | 56.25% | 35.37% | 36.42% | 0% | 94.55% | 5.45% | 0% | 100% | 54.72% | 0% | 0% | 0% | 12.85% | 84.92% | 2.23% | 43.54% | 32.03% | 20.7% | 1.368% | 0% | 2.363% | 1.195% | 23.89% | 73.43% | 0% | 1.491% | 99.67% | 0.3308% | 15.64% | 84.15% | 0.2059% | 43.85% | 0.3308% | 52.26% | 0% | 3.558% | 0% | 44.6% | 46.48% | 8.924% | 0% | 103.1375 | 34.9061 | 19.563 | 129.7324 | 12.0127 | 27.3483 | 99.1049 | 3.0845 | 123.3033 | 0.88535
Residential sector | Single family- Terraced houses | Single family- Terraced houses | 2000 - 2010 | 1185.7296 | 942.3313 | 73.6648 | 20.3906 | 10.3702 | 14.6851 | 3.3509 | 2.3546 | 16.7796 | 2.2015 | 1.4095 | 0.57659 | 3.41 | 0.46698 | 0.59135 | 77.4% | 20.49% | 1.175% | 0.9364% | 36.35% | 18.1% | 45.54% | 45.13% | 17.88% | 10.76% | 0.2391% | 57.77% | 10.12% | 32.11% | 14.07% | 83.12% | 39.24% | 2.809% | 0% | 73.17% | 9.47% | 17.36% | 77.72% | 53.74% | 22.28% | 26.18% | 0.2391% | 96.01% | 3.747% | 0% | 99.76% | 55.61% | 0.2391% | 0.4781% | 0% | 9.151% | 83.07% | 7.776% | 49.68% | 20.57% | 16.84% | 0.4546% | 10.47% | 1.988% | 0% | 33.19% | 66.81% | 0% | 0% | 88.57% | 11.43% | 21.3% | 78.46% | 0.2391% | 49.59% | 0.953% | 36.99% | 0% | 12.46% | 0% | 47.93% | 38.4% | 13.68% | 0% | 92.433 | 33.4529 | 18.3852 | 118.0204 | 10.1744 | 28.8967 | 112.3579 | 3.0189 | 145.478 | 0.7495
Residential sector | Single family- Terraced houses | Single family- Terraced houses | Post 2010 | 696.4907 | 563.3067 | 34.585 | 11.2663 | 5.5845 | 8.1111 | 1.812 | 1.3433 | 7.9414 | 1.1928 | 2.1399 | 0.43974 | 3.1238 | 0.32255 | 0.43384 | 80.77% | 17.89% | 0.6703% | 0.6703% | 45.8% | 31.03% | 43.28% | 43.28% | 10.92% | 10.92% | 0% | 64.32% | 35.26% | 0.4207% | 0% | 83.86% | 24.82% | 16.14% | 14.13% | 72.5% | 10.23% | 17.27% | 77.99% | 43.87% | 22.01% | 24.13% | 0% | 82.73% | 17.27% | 0% | 100% | 51.98% | 0% | 0% | 0% | 9.235% | 88.53% | 2.231% | 55.3% | 15.51% | 17.14% | 0% | 0% | 12.06% | 0% | 37.85% | 52.16% | 9.984% | 0% | 76.81% | 23.19% | 10.98% | 88.65% | 0.368% | 47.7% | 1.13% | 23.23% | 15.89% | 12.06% | 0% | 49.61% | 37.66% | 12.74% | 0% | 62.79 | 28.2443 | 18.2156 | 78.7307 | 8.8011 | 29.763 | 47.7482 | 1.2799 | 65.0792 | 0.30439
Residential sector | Multifamily houses | Multifamily houses |  |  |  |  | 91.9923 | 27.98 | 63.1447 | 18.3459 | 10.5018 | 2.954 | 89.0383
Residential sector | Multifamily houses | Multifamily houses | Before 1945 | 870.2459 | 700.4743 | 47.8894 | 13.2238 | 4.3202 | 8.8125 | 2.8576 | 1.5536 | 10.899 | 1.6199 | 0.98352 | 1.6947 | 3.7273 | 1.6321 | 1.1475 | 68.86% | 0.5273% | 10.43% | 20.17% | 90.05% | 0% | 3.517% | 0% | 0% | 0% | 6.433% | 77.93% | 9.114% | 12.95% | 73.89% | 26.11% | 0% | 0% | 0% | 91.34% | 8.664% | 0% | 90.99% | 19.61% | 9.013% | 0% | 11.65% | 51.89% | 23.61% | 12.84% | 75.45% | 0.06236% | 10.52% | 0% | 14.02% | 5.077% | 92.19% | 2.734% | 68.34% | 0.06989% | 23.56% | 3.943% | 0% | 4.091% | 0% | 19.35% | 80.56% | 0.09308% | 0% | 100% | 0% | 32.89% | 64.52% | 2.599% | 68.06% | 0% | 27.86% | 0% | 4.091% | 0% | 42.69% | 52% | 5.306% | 0% | 154.7006 | 35.5335 | 21.362 | 182.2832 | 20.1128 | 28.1156 | 128.4782 | 2.0753 | 152.1521 | 0.96319
Residential sector | Multifamily houses | Multifamily houses | 1945 - 1969 | 967.7449 | 796.3909 | 47.7617 | 15.474 | 4.5273 | 10.1087 | 3.6765 | 1.6889 | 13.0044 | 1.7291 | 1.1802 | 1.7236 | 4.0217 | 1.4717 | 1.2007 | 61.74% | 34.31% | 3.955% | 0% | 64.64% | 0.3251% | 7.46% | 2.261% | 27.9% | 0% | 0% | 69.29% | 26.24% | 4.47% | 71.31% | 28.69% | 0% | 0% | 0% | 43.6% | 34.96% | 21.43% | 65.96% | 20.08% | 34.04% | 0% | 2.256% | 71.96% | 25.78% | 0% | 97.74% | 0.06236% | 2.256% | 1.131% | 0% | 5.077% | 92.19% | 2.734% | 68.34% | 0.06989% | 23.56% | 3.943% | 0% | 4.091% | 0% | 19.35% | 80.56% | 0.09308% | 0% | 100% | 0% | 23.67% | 73.73% | 2.599% | 66.22% | 0% | 29.69% | 0% | 4.091% | 0% | 42.69% | 33.58% | 23.73% | 0% | 140.2254 | 54.4365 | 21.362 | 163.9773 | 28.1009 | 28.1156 | 145.2974 | 2.7574 | 157.7987 | 1.3421
Residential sector | Multifamily houses | Multifamily houses | 1970 - 1979 | 774.6542 | 610.7428 | 46.2126 | 12.904 | 3.6931 | 8.8264 | 2.6144 | 1.4633 | 10.2122 | 1.6455 | 1.0463 | 0.9741 | 3.4014 | 0.70694 | 0.93099 | 69.13% | 25.89% | 4.985% | 0% | 64.7% | 22.55% | 10.71% | 2.28% | 23.75% | 0% | 0.8401% | 59.99% | 35.05% | 4.966% | 31.24% | 68.76% | 0% | 0% | 0% | 37.85% | 40.24% | 21.92% | 59.76% | 28.59% | 40.24% | 36.03% | 1.867% | 74.91% | 23.23% | 0% | 98.13% | 59.63% | 1.867% | 2.28% | 0% | 5.608% | 71.16% | 23.23% | 68.52% | 0.06782% | 23.01% | 3.499% | 0% | 4.905% | 0% | 33.67% | 66.14% | 0.1943% | 0% | 100% | 0% | 15.68% | 61.37% | 22.95% | 57.82% | 0% | 37.04% | 0.234% | 4.905% | 0% | 41.51% | 30.74% | 27.75% | 0% | 127.1013 | 39.2174 | 22.676 | 147.5953 | 22.408 | 26.7474 | 90.2873 | 2.1085 | 110.8627 | 1.0355
Residential sector | Multifamily houses | Multifamily houses | 1980 - 1989 | 779.1089 | 592.2606 | 52.8298 | 12.7857 | 3.7491 | 8.8823 | 2.4489 | 1.4544 | 9.9923 | 1.7032 | 1.0902 | 0.63698 | 2.8555 | 0.61301 | 0.75082 | 62.2% | 32.57% | 3.064% | 2.164% | 42.96% | 32.08% | 10.65% | 0.1865% | 43.82% | 27.57% | 2.57% | 46.58% | 17.35% | 36.07% | 10.96% | 89.04% | 3.74% | 0% | 0% | 20.76% | 49.58% | 29.67% | 47.58% | 36.62% | 52.42% | 51.61% | 0% | 70.33% | 29.67% | 0% | 100% | 80.16% | 0% | 0% | 0% | 18.9% | 77.87% | 3.235% | 36.73% | 27.2% | 29.92% | 0% | 0% | 6.151% | 0% | 14.86% | 84.63% | 0.5099% | 0% | 100% | 0% | 20.31% | 49.76% | 29.93% | 69.78% | 4.419% | 19.34% | 0.307% | 6.151% | 0% | 26.33% | 38.23% | 35.44% | 0% | 102.5846 | 33.3205 | 21.3366 | 121.2302 | 21.2865 | 26.6411 | 75.7953 | 2.2121 | 92.5562 | 1.1246
Residential sector | Multifamily houses | Multifamily houses | 1990 - 1999 | 808.7964 | 617.4423 | 54.2697 | 12.3947 | 3.9888 | 8.617 | 2.3576 | 1.4201 | 9.6192 | 1.6847 | 1.0909 | 0.4719 | 2.6181 | 0.44182 | 0.5101 | 60.92% | 32.76% | 4.213% | 2.113% | 57.83% | 45.83% | 7.306% | 3.196% | 32.23% | 32.23% | 2.628% | 46.79% | 43.76% | 9.454% | 10.52% | 89.48% | 48.1% | 0% | 0% | 31.26% | 32.78% | 35.96% | 61.59% | 65.85% | 38.41% | 50.89% | 0% | 64.78% | 35.22% | 0% | 100% | 82.67% | 0% | 0% | 0% | 4.525% | 78.67% | 16.8% | 19.54% | 13.64% | 32.43% | 0% | 27.97% | 6.421% | 0% | 12.45% | 87.55% | 0% | 0% | 96.94% | 3.063% | 50.44% | 47.27% | 2.29% | 73.44% | 3.063% | 16.79% | 0.29% | 6.421% | 0% | 20.18% | 43.45% | 36.37% | 0% | 81.7313 | 35.7695 | 21.1941 | 98.6147 | 22.8436 | 26.2823 | 67.2031 | 2.2418 | 82.1459 | 1.2397
Residential sector | Multifamily houses | Multifamily houses | 2000 - 2010 | 828.8156 | 621.074 | 57.3277 | 13.341 | 4.0213 | 9.4675 | 2.3223 | 1.5512 | 10.5745 | 1.8363 | 1.3747 | 0.3711 | 2.0568 | 0.3032 | 0.38222 | 61.46% | 32.53% | 3.773% | 2.234% | 53.86% | 43.83% | 7.626% | 8.015% | 36.98% | 36.4% | 1.539% | 62.15% | 28.55% | 9.295% | 4.48% | 88.82% | 66.9% | 6.702% | 0% | 17.3% | 45.93% | 36.77% | 48.48% | 39.25% | 51.52% | 51.99% | 1.539% | 61.69% | 36.77% | 0% | 98.46% | 84.07% | 1.539% | 3.078% | 0% | 4.583% | 78.56% | 16.85% | 47.58% | 11.52% | 34.59% | 0% | 0% | 6.316% | 0% | 11.93% | 88.07% | 0% | 0% | 95.96% | 4.036% | 51.54% | 46.34% | 2.118% | 73.56% | 4.414% | 15.55% | 0.1558% | 6.316% | 0% | 18.24% | 46.58% | 35.18% | 0% | 69.2399 | 35.3987 | 20.9351 | 82.7868 | 21.9365 | 26.2953 | 57.2011 | 2.263 | 73.2107 | 1.2576
Residential sector | Multifamily houses | Multifamily houses | Post 2010 | 792.6951 | 569.9259 | 53.4811 | 11.869 | 3.6802 | 8.4302 | 2.0685 | 1.3704 | 9.2976 | 1.5914 | 1.4613 | 0.2863 | 1.8372 | 0.22365 | 0.27413 | 62.98% | 32.44% | 2.289% | 2.289% | 51.55% | 37.22% | 11.45% | 12.17% | 37.01% | 35.09% | 0% | 77.79% | 22.16% | 0.04359% | 0% | 87.25% | 69.28% | 12.75% | 5.883% | 17.68% | 43.78% | 38.54% | 49.49% | 36.67% | 50.51% | 51.06% | 0% | 61.46% | 38.54% | 0% | 100% | 84.72% | 0% | 0% | 0% | 4.668% | 91.22% | 4.117% | 24.95% | 33.06% | 35.44% | 0% | 0% | 6.555% | 0% | 15.49% | 84.4% | 0.1161% | 0% | 90.32% | 9.677% | 23.54% | 73.05% | 3.409% | 72.86% | 5.226% | 8.403% | 6.956% | 6.555% | 0% | 17.88% | 49.27% | 32.86% | 0% | 55.7292 | 25.9099 | 20.5435 | 66.9218 | 16.8581 | 26.9788 | 47.8055 | 1.6143 | 59.5264 | 0.90159
Residential sector | Appartment blocks | Appartment blocks |  | 3359.9228 |  |  | 48.9606 | 9.5827 | 34.8003 | 8.3265 | 5.8338 | 1.836 | 47.1246
Residential sector | Appartment blocks | Appartment blocks | Before 1945 | 484.6235 | 356.6096 | 41.7426 | 7.5173 | 1.4342 | 5.4446 | 1.1656 | 0.9071 | 5.8056 | 1.1729 | 0.53881 | 1.6638 | 4.2466 | 1.6916 | 1.2772 | 79.13% | 2.587% | 5.534% | 12.75% | 96.45% | 0.4365% | 3.552% | 0% | 0% | 0% | 0% | 73.5% | 3.411% | 23.09% | 93.48% | 6.523% | 0% | 0% | 0% | 36.62% | 55.52% | 7.86% | 37.58% | 3.739% | 62.42% | 0% | 2.884% | 57.45% | 34.35% | 5.321% | 87.22% | 2.866% | 2.884% | 0.4365% | 9.893% | 11.57% | 67.18% | 21.25% | 81.67% | 0.2013% | 12.95% | 0.7624% | 0% | 4.421% | 0% | 15.96% | 78.07% | 5.963% | 0% | 100% | 0% | 37.63% | 43.83% | 18.54% | 79.56% | 1.574% | 14.44% | 0% | 4.421% | 0% | 11.75% | 79.7% | 8.551% | 0% | 118.7517 | 37.252 | 22.4063 | 146.8001 | 17.9968 | 30.8131 | 53.407 | 1.9143 | 67.2831 | 0.75123
Residential sector | Appartment blocks | Appartment blocks | 1945 - 1969 | 711.9129 | 554.375 | 57.9795 | 10.9116 | 2.22 | 7.5255 | 2.1603 | 1.2258 | 8.8259 | 1.2838 | 0.80185 | 1.6225 | 3.6106 | 1.386 | 1.1432 | 66.99% | 29.42% | 3.584% | 0% | 61.03% | 7.291% | 6.211% | 0% | 32.55% | 0% | 0.2083% | 51.11% | 27.01% | 21.88% | 64.78% | 35.22% | 0% | 0% | 0% | 10.25% | 79.96% | 9.795% | 9.247% | 5.767% | 90.75% | 2.664% | 1.207% | 50.11% | 48.68% | 0% | 98.79% | 3.324% | 1.207% | 0% | 0% | 19.99% | 62.75% | 17.26% | 84.07% | 0.3669% | 9.924% | 3.512% | 0% | 2.13% | 0% | 12.6% | 81.95% | 5.454% | 0% | 100% | 0% | 37.33% | 47.75% | 14.93% | 70.7% | 0.9987% | 26.18% | 0% | 2.13% | 0% | 15.76% | 76.61% | 7.635% | 0% | 108.7932 | 47.0472 | 24.7626 | 134.8354 | 18.522 | 32.3672 | 80.8786 | 2.881 | 97.792 | 1.0739
Residential sector | Appartment blocks | Appartment blocks | 1970 - 1979 | 603.5959 | 474.725 | 52.0941 | 9.2957 | 1.7257 | 6.4167 | 1.8229 | 1.0561 | 7.471 | 1.1299 | 0.69476 | 1.1863 | 3.6191 | 1.1612 | 1.1149 | 34.95% | 61.18% | 3.872% | 0% | 60.98% | 14.41% | 9.523% | 0.7631% | 13.59% | 0% | 15.9% | 39.11% | 30.34% | 30.54% | 54.11% | 45.89% | 0% | 0% | 0% | 2.999% | 73.49% | 23.51% | 4.394% | 0% | 95.61% | 31.63% | 0.8736% | 62.02% | 37.1% | 0% | 99.13% | 26.15% | 0.8736% | 0.7631% | 0% | 11.51% | 65.15% | 23.34% | 84.3% | 0.2938% | 7.74% | 5.551% | 0% | 2.117% | 0% | 18.81% | 76.75% | 4.433% | 0% | 100% | 0% | 30.04% | 48.63% | 21.33% | 72.34% | 0.4921% | 24.5% | 0.5526% | 2.117% | 0% | 13.32% | 70.53% | 16.16% | 0% | 95.8639 | 37.9124 | 24.2706 | 120.5958 | 16.6364 | 31.4076 | 61.9539 | 2.4917 | 76.2073 | 0.86666
Residential sector | Appartment blocks | Appartment blocks | 1980 - 1989 | 483.0995 | 364.5162 | 44.4489 | 6.7862 | 1.4307 | 4.8923 | 1.1019 | 0.792 | 5.284 | 0.89294 | 0.60924 | 0.84815 | 3.194 | 0.75037 | 0.94179 | 42.7% | 54.23% | 1.865% | 1.209% | 58.24% | 31.58% | 11.92% | 3.345% | 14.39% | 12.29% | 15.45% | 28.97% | 21.58% | 49.45% | 38.33% | 61.67% | 0% | 0% | 0% | 8.538% | 66.41% | 25.05% | 7.913% | 8.573% | 92.09% | 56.96% | 0% | 62.65% | 37.35% | 0% | 100% | 45.54% | 0% | 0% | 0% | 21.85% | 63.03% | 15.12% | 78.84% | 9.845% | 9.248% | 0% | 0% | 2.069% | 0% | 14.37% | 81.88% | 3.757% | 0% | 100% | 0% | 44.95% | 42.45% | 12.59% | 73.5% | 7.505% | 15.96% | 0.9634% | 2.069% | 0% | 10.48% | 79.87% | 9.646% | 0% | 80.0518 | 38.7156 | 22.9422 | 102.839 | 16.184 | 31.5234 | 41.5722 | 2.1051 | 52.7154 | 0.71936
Residential sector | Appartment blocks | Appartment blocks | 1990 - 1999 | 368.6156 | 284.3752 | 37.5183 | 5.1105 | 1.0873 | 3.6501 | 0.85392 | 0.60641 | 3.9924 | 0.64021 | 0.47786 | 0.58228 | 2.9162 | 0.64723 | 0.83501 | 62.85% | 35.23% | 0.9595% | 0.9595% | 67.91% | 33.66% | 9.862% | 6.76% | 19.63% | 13.28% | 2.603% | 12.45% | 33.5% | 54.05% | 39.08% | 60.92% | 19.99% | 0% | 0% | 4.255% | 61.99% | 33.76% | 3.098% | 0.4379% | 96.9% | 47.08% | 0% | 57.02% | 42.98% | 0% | 100% | 44.48% | 0% | 0% | 0% | 16.13% | 67.88% | 15.99% | 61.74% | 24.75% | 11.76% | 0% | 0% | 1.757% | 0% | 10.34% | 89.66% | 0% | 0% | 93.36% | 6.642% | 35.71% | 50.91% | 13.38% | 65.28% | 8.711% | 23.37% | 0.8828% | 1.757% | 0% | 8.283% | 82.02% | 9.699% | 0% | 68.5949 | 37.7299 | 23.8941 | 89.8859 | 14.7112 | 31.9707 | 28.8543 | 1.7217 | 37.3462 | 0.55194
Residential sector | Appartment blocks | Appartment blocks | 2000 - 2010 | 471.6049 | 342.4621 | 53.2612 | 6.1065 | 1.1215 | 4.4805 | 0.79347 | 0.83253 | 4.7207 | 0.75949 | 0.62629 | 0.43028 | 2.4915 | 0.48702 | 0.61899 | 60.75% | 38.01% | 0.6187% | 0.6187% | 71.74% | 30.37% | 21.82% | 22.07% | 6.439% | 9.838% | 0% | 18.24% | 29.24% | 52.52% | 40.79% | 57.35% | 24.24% | 1.856% | 0% | 7.304% | 52.16% | 40.53% | 7.497% | 9.025% | 92.5% | 52.89% | 0% | 52.67% | 47.33% | 0% | 100% | 40.48% | 0% | 0% | 0% | 18.59% | 62.79% | 18.62% | 60.38% | 23.42% | 15.1% | 0% | 0% | 1.1% | 0% | 4.689% | 95.31% | 0% | 0% | 95.19% | 4.813% | 30.43% | 54.64% | 14.93% | 63.09% | 11.02% | 21.24% | 3.553% | 1.1% | 0% | 5.825% | 90.35% | 3.823% | 0% | 49.1713 | 36.0256 | 22.8848 | 65.5156 | 12.0945 | 31.6467 | 28.1527 | 2.1977 | 37.3614 | 0.64417
Residential sector | Appartment blocks | Appartment blocks | Post 2010 | 236.4704 | 175.7497 | 15.1308 | 3.2329 | 0.5633 | 2.3906 | 0.42842 | 0.41392 | 2.4619 | 0.4374 | 0.3336 | 0.36616 | 2.1155 | 0.34298 | 0.43002 | 62.33% | 36.57% | 0.5501% | 0.5501% | 63.72% | 35.94% | 26.2% | 26.3% | 10.08% | 16.07% | 0% | 37.15% | 62.61% | 0.2311% | 0% | 91.01% | 30.67% | 8.987% | 7.337% | 7.535% | 60.45% | 32.01% | 7.535% | 11.77% | 92.47% | 63.61% | 0% | 56.01% | 43.99% | 0% | 100% | 83.33% | 0% | 0% | 0% | 22.02% | 60.27% | 17.72% | 61.86% | 22.59% | 13.09% | 0% | 0% | 2.466% | 0% | 4.96% | 94.44% | 0.5989% | 0% | 87.04% | 12.96% | 35.52% | 51.4% | 13.08% | 33.59% | 24.47% | 15.33% | 24.15% | 2.466% | 0% | 6.047% | 89.08% | 4.878% | 0% | 44.8384 | 28.2585 | 23.0118 | 57.3418 | 10.3593 | 31.6682 | 13.4026 | 0.52342 | 17.5664 | 0.15674
Service sector | Total | Total |  |  |  |  | 46.297 | 12.6425 | 25.3269 | 24.2483 | 0
Service sector | Total | Total | Before 1945 | 1531.1198 | 1531.2566 | 479.0517 | 10.7586 | 2.8073 | 5.1227 | 6.0116 | 0 | 9.2541 | 1.1941 | 0 | 1.3474 | 3.5529 | 1.173 | 1.1312 | [64 empty] | 79.4918 | 39.3089 | 2.124 | 167.4987 | 31.8375 | 3.9744 | 258.7919 | 40.8863 | 414.0835 | 19.9963 | 1531.1198 | 24.17% | 23.49% | 20.07% | 7.539% | 9.949% | 14.78% | 100% |  | 87.97% | 89.13% | 34.29% | 103.2% | 99.32% | 88.38%
Service sector | Total | Total | 1945 - 1969 | 1192.5134 | 1192.3766 | 249.6042 | 8.6348 | 1.7834 | 5.5693 | 4.1641 | 0 | 7.6508 | 0.94912 | 0 | 0.95402 | 2.5535 | 0.73434 | 0.79167 | [64 empty] | 82.0963 | 43.7088 | 1.6834 | 159.1825 | 29.4754 | 2.9411 | 176.6486 | 22.4817 | 258.516 | 9.8871 | 1192.5134 | 34.82% | 16.21% | 19.89% | 6.249% | 10.44% | 12.4% | 100% |  | 98.76% | 89.43% | 21.2% | 107.5% | 103.6% | 86.52%
Service sector | Total | Total | 1970 - 1979 | 630.201 | 630.201 | 139.3791 | 4.3457 | 0.90441 | 2.6018 | 2.1725 | 0 | 3.8524 | 0.48106 | 0 | 0.77749 | 2.3063 | 0.57232 | 0.65217 | [64 empty] | 75.7893 | 40.8162 | 1.6861 | 138.5852 | 29.315 | 2.9094 | 93.2459 | 12.4609 | 121.8622 | 5.8132 | 630.201 | 31% | 17.42% | 18.98% | 7.568% | 11.14% | 13.9% | 100% |  | 98.44% | 87.5% | 22.06% | 131.6% | 111.6% | 85.03%
Service sector | Total | Total | 1980 - 1989 | 867.1618 | 867.1618 | 244.8588 | 6.3903 | 1.5889 | 3.4462 | 3.3729 | 0 | 5.56 | 0.68745 | 0 | 0.65519 | 2.4563 | 0.46564 | 0.55221 | [64 empty] | 77.3581 | 44.2952 | 2.0539 | 151.643 | 37.6423 | 3.9308 | 120.8982 | 22.0757 | 177.9192 | 12.1964 | 867.1618 | 26.95% | 24.08% | 16.56% | 7.72% | 10.3% | 14.39% | 100% |  | 90.92% | 86.61% | 23.04% | 112.9% | 91.22% | 85.06%
Service sector | Total | Total | 1990 - 1999 | 855.6357 | 855.6357 | 245.3036 | 6.3321 | 1.63 | 3.3626 | 3.3735 | 0 | 5.4705 | 0.68304 | 0 | 0.4867 | 2.0563 | 0.34085 | 0.43681 | [64 empty] | 64.0539 | 43.3815 | 2.0892 | 140.6129 | 39.0421 | 4.0529 | 89.4582 | 21.2796 | 160.2593 | 12.6959 | 855.6357 | 26.83% | 23.94% | 15.44% | 8.384% | 10.68% | 14.73% | 100% |  | 89.88% | 86.3% | 22% | 112.8% | 89.89% | 84.64%
Service sector | Total | Total | 2000 - 2010 | 850.5166 | 850.5166 | 269.8531 | 6.455 | 1.7033 | 3.3575 | 3.4252 | 0 | 5.6606 | 0.66371 | 0 | 0.33224 | 1.7816 | 0.26341 | 0.35772 | [64 empty] | 52.8384 | 46.146 | 2.1002 | 107.7321 | 41.9162 | 4.2715 | 75.2574 | 25.1466 | 127.7102 | 14.8205 | 850.5166 | 24.95% | 27.04% | 13.98% | 8.123% | 10.74% | 15.17% | 100% |  | 89.36% | 85.24% | 24.66% | 111.3% | 88.79% | 84.88%
Service sector | Total | Total | Post 2010 | 453.3533 | 453.3533 | 126.0644 | 3.3804 | 0.65657 | 1.8668 | 1.7286 | 0 | 3.0465 | 0.30245 | 0 | 0.27476 | 1.7315 | 0.17713 | 0.27797 | [64 empty] | 46.1475 | 39.2126 | 2.1043 | 95.0849 | 31.7662 | 4.1534 | 31.8834 | 9.1212 | 57.1634 | 5.2084 | 453.3533 | 28.23% | 25.88% | 14.67% | 8.438% | 8.218% | 14.56% | 100% |  | 92.35% | 85.05% | 29.69% | 173.7% | 91.66% | 88.34%
Service sector | Offices | Offices |  |  |  |  | 23.0139 |  | 13.7622 | 11.7154 | 0
Service sector | Offices | Offices | Before 1945 | 370.0882 | 370.0882 | 93.0548 | 4.8661 | 0.70833 | 2.4742 | 2.6517 | 0 | 4.0522 | 0.50365 | 0 | 1.932 | 5.0071 | 1.6881 | 1.7132 | [64 empty] | 113.0246 | 64.6054 | 2.8751 | 213.551 | 41.5039 | 4.9844 | 43.4013 | 6.7001 | 80.8773 | 3.8621
Service sector | Offices | Offices | 1945 - 1969 | 415.2308 | 415.2308 | 55.6028 | 5.2566 | 0.55876 | 3.6049 | 2.5245 | 0 | 4.7125 | 0.54406 | 0 | 1.5178 | 3.5887 | 1.1054 | 1.2341 | [64 empty] | 137.9031 | 70.8584 | 2.4757 | 238.582 | 34.8612 | 3.9054 | 58.8485 | 4.427 | 100.6882 | 1.9384
Service sector | Offices | Offices | 1970 - 1979 | 195.3421 | 195.3421 | 28.8401 | 2.4689 | 0.27246 | 1.5847 | 1.236 | 0 | 2.2133 | 0.25553 | 0 | 1.2903 | 3.3366 | 0.90953 | 1.0558 | [64 empty] | 135.6746 | 68.6613 | 2.5916 | 221.4461 | 34.8601 | 4.0222 | 27.3749 | 2.1469 | 44.0435 | 1.0054
Service sector | Offices | Offices | 1980 - 1989 | 233.7206 | 233.7206 | 52.2499 | 3.0122 | 0.34402 | 1.7651 | 1.5342 | 0 | 2.5577 | 0.31177 | 0 | 0.99358 | 3.27 | 0.66429 | 0.75887 | [64 empty] | 123.9695 | 65.2304 | 2.8369 | 202.0911 | 35.4439 | 4.5866 | 30.0837 | 3.7389 | 48.3048 | 1.8519
Service sector | Offices | Offices | 1990 - 1999 | 229.5377 | 229.5377 | 54.3474 | 2.9917 | 0.33679 | 1.7115 | 1.5463 | 0 | 2.5036 | 0.30965 | 0 | 0.72437 | 2.9163 | 0.49841 | 0.65129 | [64 empty] | 109.5523 | 59.324 | 2.9689 | 192.0845 | 35.1803 | 4.987 | 26 | 3.6274 | 45.2353 | 1.912
Service sector | Offices | Offices | 2000 - 2010 | 212.1748 | 212.1748 | 59.6551 | 2.7843 | 0.30182 | 1.605 | 1.4111 | 0 | 2.3654 | 0.28817 | 0 | 0.49974 | 2.4022 | 0.36623 | 0.50308 | [64 empty] | 82.5966 | 57.1772 | 2.8646 | 137.5346 | 32.0911 | 4.9645 | 18.3072 | 3.9629 | 30.2347 | 1.9144
Service sector | Offices | Offices | Post 2010 | 127.9766 | 127.9766 | 35.0122 | 1.634 | 0.18247 | 1.0169 | 0.81167 | 0 | 1.4649 | 0.16912 | 0 | 0.39611 | 2.216 | 0.23757 | 0.395 | [64 empty] | 65.2274 | 54.1495 | 2.6936 | 110.9578 | 30.1022 | 4.4493 | 8.7493 | 2.0331 | 14.7694 | 1.0539
Service sector | Trade | Trade |  |  |  |  | 18.9212 |  | 8.3112 | 10.61 | 0
Service sector | Trade | Trade | Before 1945 | 359.6774 | 359.6774 | 117.3742 | 4.7627 | 0.99439 | 1.9411 | 2.8217 | 0 | 4.2424 | 0.5204 | 0 | 2.5464 | 7.0222 | 2.1371 | 2.1684 | [64 empty] | 148.208 | 72.0707 | 5.2382 | 450.7938 | 81.2445 | 10.3902 | 55.8508 | 9.7496 | 165.8775 | 9.536
Service sector | Trade | Trade | 1945 - 1969 | 193.3351 | 193.3351 | 51.3092 | 2.6004 | 0.52196 | 1.261 | 1.3395 | 0 | 2.3162 | 0.2842 | 0 | 1.8614 | 5.8518 | 1.4804 | 1.6096 | [64 empty] | 142.1049 | 92.9184 | 4.3106 | 430.7224 | 96.9923 | 8.5555 | 29.7517 | 5.5143 | 84.9278 | 4.9766
Service sector | Trade | Trade | 1970 - 1979 | 109.7891 | 109.7891 | 31.5896 | 1.4457 | 0.2455 | 0.68576 | 0.75991 | 0 | 1.2861 | 0.15961 | 0 | 1.5143 | 5.3479 | 1.1246 | 1.3149 | [64 empty] | 132.8875 | 90.4251 | 4.3631 | 370.3777 | 97.3687 | 8.482 | 16.4688 | 3.3199 | 41.5947 | 3.0758
Service sector | Trade | Trade | 1980 - 1989 | 208.8259 | 208.8259 | 67.7844 | 2.7763 | 0.69263 | 1.204 | 1.5723 | 0 | 2.492 | 0.28428 | 0 | 1.2345 | 5.3733 | 0.90142 | 1.1519 | [64 empty] | 148.7443 | 97.0103 | 4.8348 | 380.3183 | 110.5468 | 10.3341 | 33.6008 | 7.8527 | 81.5783 | 7.4933
Service sector | Trade | Trade | 1990 - 1999 | 204.8511 | 204.8511 | 68.4808 | 2.7337 | 0.71657 | 1.1832 | 1.5505 | 0 | 2.4518 | 0.28192 | 4.4409e-16 | 0.94019 | 4.3745 | 0.66865 | 0.84714 | [64 empty] | 119.27 | 104.9449 | 4.9621 | 354.1469 | 119.1617 | 10.5506 | 26.3777 | 8.4897 | 74.7087 | 8.1603
Service sector | Trade | Trade | 2000 - 2010 | 229.947 | 229.947 | 82.5513 | 3.0772 | 0.83651 | 1.3381 | 1.7391 | 0 | 2.7927 | 0.28453 | -4.4409e-16 | 0.61872 | 3.6674 | 0.51514 | 0.68795 | [64 empty] | 102.3373 | 107.1359 | 4.7139 | 258.2629 | 120.6297 | 10.4357 | 25.6026 | 10.7416 | 61.7864 | 9.9581
Service sector | Trade | Trade | Post 2010 | 117.3364 | 117.3364 | 37.9759 | 1.5252 | 0.2673 | 0.69819 | 0.82701 | 0 | 1.4249 | 0.10028 | -3.4694e-16 | 0.44667 | 3.3998 | 0.32688 | 0.42387 | [64 empty] | 85.6176 | 80.5404 | 4.7357 | 232.8971 | 85.234 | 10.5061 | 10.6786 | 3.3135 | 28.5601 | 3.2368
Service sector | Education | Education |  |  |  |  | 0.78431 |  | 0.63406 | 0.073753 | 0
Service sector | Education | Education | Before 1945 | 307.276 | 307.306 | 106.5817 | 0.23169 | 0.22933 | 0.18307 | 0.027186 | 0 | 0.20352 | 0.028172 | 3.4694e-17 | 1.4064 | 3.4531 | 1.3102 | 1.0348 | [64 empty] | 86.4866 | 33.6987 | 0.98912 | 49.7518 | 13.5551 | 1.6385 | 36.3512 | 10.3116 | 15.7925 | 1.4447
Service sector | Education | Education | 1945 - 1969 | 237.1345 | 237.1045 | 51.4352 | 0.15827 | 0.15625 | 0.13115 | 0.011276 | 0 | 0.13717 | 0.021108 | -4.8572e-17 | 0.62231 | 1.7862 | 0.55042 | 0.50783 | [64 empty] | 55.519 | 19.9733 | 0.61588 | 31.5725 | 8.1065 | 0.97635 | 28.253 | 4.7711 | 7.7175 | 0.41696
Service sector | Education | Education | 1970 - 1979 | 119.6277 | 119.6277 | 26.1506 | 0.078259 | 0.077576 | 0.063001 | 0.0066617 | 0 | 0.068385 | 0.0098738 | 0 | 0.59913 | 1.7933 | 0.49768 | 0.50487 | [64 empty] | 55.7561 | 19.9141 | 0.64644 | 28.5498 | 8.1478 | 0.97466 | 12.7886 | 2.4012 | 3.5319 | 0.21307
Service sector | Education | Education | 1980 - 1989 | 143.6026 | 143.6026 | 36.521 | 0.099585 | 0.098919 | 0.079879 | 0.0099687 | 0 | 0.087348 | 0.012236 | 2.949e-17 | 0.54418 | 1.6969 | 0.41985 | 0.4245 | [64 empty] | 49.0667 | 20.2443 | 0.7546 | 33.745 | 8.8645 | 1.2443 | 13.2465 | 2.9106 | 5.0246 | 0.32374
Service sector | Education | Education | 1990 - 1999 | 132.1229 | 132.1229 | 32.5083 | 0.093332 | 0.093083 | 0.076536 | 0.0083597 | 0 | 0.082316 | 0.011016 | -2.4286e-17 | 0.43572 | 1.4675 | 0.30474 | 0.38385 | [64 empty] | 39.568 | 15.1645 | 0.67825 | 27.8181 | 6.9647 | 1.2245 | 9.5917 | 2.0107 | 3.8372 | 0.22641
Service sector | Education | Education | 2000 - 2010 | 118.9107 | 118.9107 | 32.9594 | 0.083761 | 0.083506 | 0.068693 | 0.0075842 | 0 | 0.073383 | 0.010378 | 2.0817e-17 | 0.28823 | 1.365 | 0.23437 | 0.33059 | [64 empty] | 32.6535 | 20.8629 | 0.79453 | 25.7318 | 9.2763 | 1.5138 | 6.7611 | 2.4902 | 3.2398 | 0.30574
Service sector | Education | Education | Post 2010 | 66.5244 | 66.5244 | 18.9177 | 0.039405 | 0.039172 | 0.031727 | 0.0027171 | 0 | 0.034478 | 0.0049271 | 0 | 0.32262 | 1.54 | 0.17351 | 0.38684 | [64 empty] | 37.9929 | 20.9993 | 0.8057 | 23.7468 | 8.2358 | 1.2147 | 3.2001 | 1.3997 | 1.6605 | 0.1558
Service sector | Health | Health |  |  |  |  | 0.68508 |  | 1.2715 | 0.3046 | 0
Service sector | Health | Health | Before 1945 | 115.4249 | 115.5811 | 32.5916 | 0.14661 | 0.14236 | 0.20623 | 0.077641 | 0 | 0.12909 | 0.017516 | 3.1225e-17 | 1.7749 | 4.2712 | 1.5017 | 1.4913 | [64 empty] | 161.7011 | 74.4952 | 17.8174 | 194.6251 | 33.5586 | 25.3485 | 32.5028 | 2.7502 | 25.4208 | 1.0937
Service sector | Health | Health | 1945 - 1969 | 74.5235 | 74.3673 | 16.2763 | 0.14034 | 0.081706 | 0.32755 | 0.054435 | 0 | 0.11982 | 0.020519 | 0 | 1.2331 | 3.1982 | 0.99898 | 1.043 | [64 empty] | 147.5465 | 67.8007 | 18.1553 | 183.831 | 24.5432 | 23.5721 | 23.978 | 1.2768 | 15.4277 | 0.39947
Service sector | Health | Health | 1970 - 1979 | 47.6926 | 47.6926 | 8.7026 | 0.07125 | 0.051885 | 0.1289 | 0.027757 | 0 | 0.061689 | 0.0095616 | -2.2551e-17 | 1.1135 | 2.9582 | 0.83075 | 0.91881 | [64 empty] | 128.5478 | 69.9633 | 18.958 | 165.2734 | 25.0034 | 24.5383 | 18.5613 | 0.66987 | 9.0526 | 0.21759
Service sector | Health | Health | 1980 - 1989 | 66.9412 | 66.9412 | 15.8287 | 0.096343 | 0.076509 | 0.20573 | 0.042103 | 0 | 0.083844 | 0.012499 | -5.0307e-17 | 0.91843 | 2.8184 | 0.65123 | 0.71848 | [64 empty] | 122.3397 | 59.4119 | 18.6614 | 155.503 | 23.947 | 25.8465 | 20.9019 | 1.0487 | 12.1397 | 0.37905
Service sector | Health | Health | 1990 - 1999 | 71.7358 | 71.7358 | 18.7238 | 0.095515 | 0.084115 | 0.19735 | 0.044575 | 0 | 0.083473 | 0.012042 | 0 | 0.66999 | 2.5199 | 0.48858 | 0.58494 | [64 empty] | 100.5502 | 52.5343 | 19.3554 | 123.943 | 21.3444 | 26.6416 | 8.6932 | 1.1196 | 10.8023 | 0.39965
Service sector | Health | Health | 2000 - 2010 | 69.0889 | 69.0889 | 18.9394 | 0.092277 | 0.082415 | 0.15255 | 0.043096 | 0 | 0.080326 | 0.011951 | -3.9899e-17 | 0.41459 | 2.0894 | 0.35499 | 0.52854 | [64 empty] | 73.3521 | 59.5743 | 20.0533 | 91.6972 | 23.7853 | 28.0706 | 6.485 | 1.2957 | 8.2746 | 0.45048
Service sector | Health | Health | Post 2010 | 38.2533 | 38.2533 | 6.1299 | 0.042744 | 0.037122 | 0.053167 | 0.014996 | 0 | 0.037421 | 0.0053236 | 1.2143e-17 | 0.3231 | 1.6188 | 0.18403 | 0.34464 | [64 empty] | 45.8116 | 52.8808 | 21.6579 | 63.0911 | 16.7337 | 29.2077 | 2.6158 | 0.3408 | 3.5307 | 0.10258
Service sector | Hotels and Restaurants | Hotels and Restaurants |  |  |  |  | 1.468 |  | 0.69113 | 0.77683 | 0
Service sector | Hotels and Restaurants | Hotels and Restaurants | Before 1945 | 152.3235 | 152.2742 | 48.7731 | 0.33411 | 0.31938 | 0.14894 | 0.18517 | 0 | 0.27886 | 0.055247 | 0 | 1.743 | 4.3946 | 1.5966 | 1.4821 | [64 empty] | 120.341 | 78.65 | 7.8652 | 163.9896 | 33.2397 | 12.174 | 19.5661 | 4.4574 | 26.8258 | 1.6212
Service sector | Hotels and Restaurants | Hotels and Restaurants | 1945 - 1969 | 124.4414 | 124.4907 | 26.0542 | 0.21765 | 0.21116 | 0.10716 | 0.11049 | 0 | 0.18166 | 0.035986 | 6.9389e-17 | 1.3711 | 3.3675 | 1.0856 | 1.1923 | [64 empty] | 112.7886 | 76.6353 | 7.8731 | 164.9445 | 28.3497 | 10.6178 | 15.1427 | 2.3421 | 21.8554 | 0.73863
Service sector | Hotels and Restaurants | Hotels and Restaurants | 1970 - 1979 | 70.1763 | 70.1763 | 18.3991 | 0.1804 | 0.15991 | 0.086999 | 0.093404 | 0 | 0.15061 | 0.029797 | 4.5103e-17 | 1.1391 | 3.2841 | 0.8752 | 0.97321 | [64 empty] | 106.7833 | 79.2585 | 8.0059 | 151.445 | 30.2455 | 10.6068 | 8.1128 | 1.7225 | 11.3722 | 0.55649
Service sector | Hotels and Restaurants | Hotels and Restaurants | 1980 - 1989 | 89.3284 | 89.3284 | 32.473 | 0.22227 | 0.1971 | 0.10585 | 0.11642 | 0 | 0.18561 | 0.03666 | 0 | 1.0058 | 2.9988 | 0.69614 | 0.67843 | [64 empty] | 91.9225 | 75.5528 | 7.1129 | 127.0725 | 28.7931 | 9.5455 | 8.9339 | 2.7999 | 12.2039 | 0.935
Service sector | Hotels and Restaurants | Hotels and Restaurants | 1990 - 1999 | 91.3413 | 91.3413 | 32.1846 | 0.22266 | 0.20777 | 0.1045 | 0.11816 | 0 | 0.18602 | 0.036646 | -6.245e-17 | 0.7097 | 2.5016 | 0.4924 | 0.59749 | [64 empty] | 81.9486 | 64.5358 | 7.7652 | 112.7591 | 24.9273 | 11.1646 | 8.1977 | 2.3995 | 11.3194 | 0.80227
Service sector | Hotels and Restaurants | Hotels and Restaurants | 2000 - 2010 | 91.3427 | 91.3427 | 34.225 | 0.22397 | 0.20932 | 0.1056 | 0.11838 | 0 | 0.18703 | 0.036949 | 0 | 0.49197 | 2.1903 | 0.36339 | 0.54816 | [64 empty] | 72.52 | 73.0019 | 7.6381 | 98.1231 | 27.7588 | 11.2874 | 7.3475 | 2.9229 | 9.9939 | 0.95005
Service sector | Hotels and Restaurants | Hotels and Restaurants | Post 2010 | 37.2553 | 37.2553 | 10.5736 | 0.066893 | 0.0596 | 0.032085 | 0.034807 | 0 | 0.055808 | 0.011084 | 0 | 0.35082 | 1.6594 | 0.20225 | 0.36572 | [64 empty] | 45.0235 | 62.7076 | 8.5432 | 62.6793 | 20.8781 | 11.5369 | 2.01 | 0.69076 | 2.7649 | 0.22076
Service sector | Other non-residential buildings | Other non-residential buildings |  |  |  |  | 1.4246 |  | 0.65683 | 0.76774 | 0
Service sector | Other non-residential buildings | Other non-residential buildings | Before 1945 | 226.3297 | 226.3297 | 80.6762 | 0.41729 | 0.41348 | 0.16918 | 0.24812 | 0 | 0.34815 | 0.06914 | 1.1102e-16 | 1.6992 | 4.3225 | 1.5481 | 1.5448 | [64 empty] | 148.2635 | 71.9064 | 4.7386 | 199.1911 | 30.2262 | 6.7898 | 35.3696 | 6.9174 | 46.6196 | 2.4385
Service sector | Other non-residential buildings | Other non-residential buildings | 1945 - 1969 | 147.8481 | 147.8481 | 48.9266 | 0.26155 | 0.25359 | 0.13761 | 0.12395 | 0 | 0.2183 | 0.04325 | 0 | 1.2475 | 3.7416 | 1.0934 | 1.1388 | [64 empty] | 125.9328 | 72.2152 | 4.1376 | 182.538 | 28.9627 | 6.1648 | 20.6747 | 4.1502 | 27.8994 | 1.417
Service sector | Other non-residential buildings | Other non-residential buildings | 1970 - 1979 | 87.5732 | 87.5732 | 25.6972 | 0.10129 | 0.097075 | 0.052485 | 0.048801 | 0 | 0.084601 | 0.016686 | 0 | 1.0198 | 2.9838 | 0.79648 | 0.90401 | [64 empty] | 99.787 | 78.3078 | 4.7388 | 134.1341 | 28.9849 | 5.947 | 9.9395 | 2.2005 | 12.2674 | 0.74483
Service sector | Other non-residential buildings | Other non-residential buildings | 1980 - 1989 | 124.7431 | 124.7431 | 40.0019 | 0.18357 | 0.17974 | 0.085721 | 0.097844 | 0 | 0.15357 | 0.03 | 0 | 0.82517 | 2.8997 | 0.61664 | 0.70428 | [64 empty] | 101.8664 | 76.3017 | 4.5858 | 143.0818 | 30.3324 | 6.5681 | 14.1314 | 3.7249 | 18.6678 | 1.2134
Service sector | Other non-residential buildings | Other non-residential buildings | 1990 - 1999 | 126.0469 | 126.0469 | 39.0586 | 0.1952 | 0.1917 | 0.089533 | 0.10567 | 0 | 0.16342 | 0.031775 | 0 | 0.62944 | 2.2972 | 0.44065 | 0.57605 | [64 empty] | 77.182 | 76.9111 | 4.6474 | 107.2244 | 30.6038 | 6.6726 | 10.5979 | 3.6327 | 14.3564 | 1.1953
Service sector | Other non-residential buildings | Other non-residential buildings | 2000 - 2010 | 129.0525 | 129.0525 | 41.5229 | 0.19352 | 0.18974 | 0.087523 | 0.106 | 0 | 0.16178 | 0.031738 | 0 | 0.44445 | 1.8458 | 0.34233 | 0.47834 | [64 empty] | 76.4761 | 73.8 | 4.675 | 103.1795 | 29.9035 | 6.7047 | 10.7539 | 3.7334 | 14.1808 | 1.2417
Service sector | Other non-residential buildings | Other non-residential buildings | Post 2010 | 66.0073 | 66.0073 | 17.4551 | 0.072159 | 0.07091 | 0.034788 | 0.037371 | 0 | 0.060452 | 0.011707 | 0 | 0.33491 | 1.648 | 0.19285 | 0.35168 | [64 empty] | 64.2064 | 73.2236 | 5.6335 | 82.2249 | 25.1187 | 6.821 | 4.6296 | 1.3433 | 5.8777 | 0.43845
0%
Note on U2: TABULA, TABULA WebTool, 2017 http://webtool.building-typology.eu/#bm
Note on AF2: TABULA, TABULA WebTool, 2017 http://webtool.building-typology.eu/#bm
Note on AN2: TABULA, TABULA WebTool, 2017 http://webtool.building-typology.eu/#bm
Note on AU2: TABULA, TABULA WebTool, 2017 http://webtool.building-typology.eu/#bm
Note on BD2: SPezzutto: TABULA, TABULA WebTool, 2017 http://webtool.building-typology.eu/#bm
Note on BR2: SPezzutto: TABULA, TABULA WebTool, 2017 http://webtool.building-typology.eu/#bm
Note on BT2: SPezzutto: TABULA, TABULA WebTool, 2017 http://webtool.building-typology.eu/#bm
Note on F3: SPezzutto: Calculation: sum per construction period
Note on K3: SPezzutto: Calculation: sum per construction period
Note on N3: SPezzutto: Calculation: sum per construction period
Note on Q3: SPezzutto: Calculation: weigthed average (u-values on Mm²) per constrcution period
Note on CG3: SPezzutto: weighted average of kWh/m²y vaklues on Mm² erected per country and construction period
Note on CJ3: SPezzutto: weighted average of conversion factor values on Mm² erected per country and construction period
Note on CM3: SPezzutto: Same multiplication as in the sheets per country
Note on CO3: SPezzutto: Same multiplication as in the sheets per country